## Equipment
TAG_NUMBER | ASSET_NUM | DESCRIPTION | TYPE_DESC | MANUFACTURER_DESC | MODEL_NUM | EQU_MODEL_NAME | ORIG_MANUFACTURER_DESC | SERIAL_NUM | EQU_STATUS_DESC | FACILITY
0000021242 |  | Probe, Ultrasound | Probes, Ultrasound (ECRI) | GE Healthcare (ECRI) | M5S-D | M5S-D | GE Healthcare (ECRI) | 0000021242 | Active | HQ
000003825 |  | ULTRASOUND PROBE | Probes, Ultrasound (ECRI) | Siemens Healthcare (ECRI) | M5S-D | M5S-D | Siemens Healthcare (ECRI) | 000003825 | Active | HQ
000004180 |  | ULTRASOUND PROBE | Probes, Ultrasound (ECRI) | GE Healthcare (ECRI) | M5S-D | M5S-D | Siemens Healthcare (ECRI) | 000004180 | Active | HQ
000007366 |  | ULTRASOUND PROBE | Probes, Ultrasound (ECRI) | Siemens Healthcare (ECRI) | M5S-D | M5S-D | Siemens Healthcare (ECRI) | 000007366 | Active | HQ
000010984 |  | ULTRASOUND PROBE | Probes, Ultrasound (ECRI) | GE Healthcare (ECRI) | M5S-D | M5S-D | GE Healthcare (ECRI) | 000010984 | Active | HQ
02C9YW | LOANER | ULTRASOUND PROBE | Probes, Ultrasound (ECRI) | Philips Healthcare (ECRI) | S4-1 | S4-1 | Philips Healthcare (ECRI) | 02C9YW | Active | HQ
02DM2X |  | Probe, Ultrasound | Probes, Ultrasound (ECRI) | Philips Ultrasound Inc (ECRI) | L12-5 | L12-5 | Philips Ultrasound Inc (ECRI) | 02DM2X | Active | HQ
02QG6X | REMI | Probe, Ultrasound | Probes, Ultrasound (ECRI) | Philips Ultrasound Inc (ECRI) | S8-3 | S8-3 | Philips Ultrasound Inc (ECRI) | 02QG6X | Active | HQ
02RYCN |  | Probe, Ultrasound | Probes, Ultrasound (ECRI) | Philips Ultrasound Inc (ECRI) | C5-2 | C5-2 | Philips Ultrasound Inc (ECRI) | 02RYCN | Active | HQ
02T1RK |  | ULTRASOUND PROBE | Probes, Ultrasound (ECRI) | Philips Healthcare (ECRI) | L9-3 | L9-3 | Philips Healthcare (ECRI) | 02T1RK | Active | HQ
02VGQ8 |  | ULTRASOUND PROBE | Probes, Ultrasound (ECRI) | Philips Healthcare (ECRI) | S4-1 | S4-1 | Philips Healthcare (ECRI) | 02VGQ8 | Active | HQ
02VM98 |  | ULTRASOUND PROBE | Probes, Ultrasound (ECRI) | Philips Healthcare (ECRI) | S8-3 | S8-3 | Philips Healthcare (ECRI) | 02VM98 | Active | HQ
02W0JB |  | ULTRASOUND PROBE | Probes, Ultrasound (ECRI) | Philips Healthcare (ECRI) | L17-5 | L17-5 | Philips Healthcare (ECRI) | 02W0JB | Active | HQ
02W7G4 |  | ULTRASOUND PROBE | Probes, Ultrasound (ECRI) | Philips Healthcare (ECRI) | L9-3 | L9-3 | Philips Healthcare (ECRI) | 02W7G4 | Active | HQ
02WG17 | ECHO | ULTRASOUND PROBE | Probes, Ultrasound (ECRI) | Philips Healthcare (ECRI) | S5-1 | S5-1 | Philips Healthcare (ECRI) | 03CTTV (swap 02WG17) | Active | HQ
02ZFJ3 | LOANER | Probe, Ultrasound | Probes, Ultrasound (ECRI) | Philips Ultrasound Inc (ECRI) | C8-4 | C8-4 | Philips Ultrasound Inc (ECRI) | 02ZFJ3 | Active | HQ
0302G3 | REMI | PROBE | Probes, Ultrasound (ECRI) | Philips Healthcare (ECRI) | 21378A | 21378A | Philips Healthcare (ECRI) | 0302G3 | Active | HQ
03169Y | swapped | Probe, Ultrasound | Probes, Ultrasound (ECRI) | Philips Ultrasound Inc (ECRI) | C8-4 | C8-4 | Philips Ultrasound Inc (ECRI) | 03936N (swapped: 031 | Active | HQ
031HJN | ECHO | ULTRASOUND PROBE | Probes, Ultrasound (ECRI) | Philips Healthcare (ECRI) | S5-1 | S5-1 | Philips Healthcare (ECRI) | B0126W: replace 031H | Active | HQ
03820J | ECHO | ULTRASOUND PROBE | Probes, Ultrasound (ECRI) | Philips Healthcare (ECRI) | S4-1 | S4-1 | Philips Healthcare (ECRI) | 03820J | Active | HQ
03832C |  | ULTRASOUND PROBE | Probes, Ultrasound (ECRI) | Philips Healthcare (ECRI) | S8-3 | S8-3 | Philips Healthcare (ECRI) | 03832C | Active | HQ
03D9DX | DYSON CENTE | Probe, Ultrasound | Probes, Ultrasound (ECRI) | Philips Ultrasound Inc (ECRI) | L12-5 | L12-5 | Philips Ultrasound Inc (ECRI) | 03D9DX | Active | HQ
03DWCB |  | Probe, Ultrasound | Probes, Ultrasound (ECRI) | Philips Ultrasound Inc (ECRI) | C5-1 | C5-1 | Philips Ultrasound Inc (ECRI) | 03DWCB | Active | HQ
03F24B |  | ULTRASOUND PROBE | Probes, Ultrasound (ECRI) | Philips Healthcare (ECRI) | L9-3 | L9-3 | Philips Healthcare (ECRI) | 03F24B | Active | HQ
03MC6 | REMI | TEE PROBE | Probes, TEE (ECRI) | Philips Healthcare (ECRI) | TEE | TEE | Philips Healthcare (ECRI) | 03MC6 | Retired | HQ
0552L3 |  | ULTRASOUND - PROBE | Probes, Ultrasound (ECRI) | FUJIFILM SonoSite Inc (ECRI) | L9-5 | L9-5 | FUJIFILM SonoSite Inc (ECRI) | 0552L3 | Active | HQ
0552ND |  | ULTRASOUND - PROBE | Probes, Ultrasound (ECRI) | FUJIFILM SonoSite Inc (ECRI) | L12-3 | L12-3 | FUJIFILM SonoSite Inc (ECRI) | 0552ND | Active | HQ
1046537YM5 |  | ULTRASOUND PROBE | Probes, Ultrasound (ECRI) | GE Healthcare (ECRI) | 3CB | 3CB | GE Healthcare (ECRI) | 1046537M5 | Active | HQ
10496 |  | ULTRASOUND PROBE | Probes, Ultrasound (ECRI) | GE Healthcare (ECRI) | M5S-D | M5S-D | GE Healthcare (ECRI) | 10496 | Active | HQ
11AE1031 |  | CW Split Crystal Pencil Probe | Probes, Ultrasound (ECRI) | GE Healthcare (ECRI) | P2D | P2D | GE Healthcare (ECRI) | 11AE1031 | Active | HQ
11AE1038 |  | CW Split Crystal Pencil Probe | Probes, Ultrasound (ECRI) | GE Healthcare (ECRI) | P2D | P2D | GE Healthcare (ECRI) | 11AE1038 | Active | HQ
11J2824 |  | ULTRASOUND PROBE | Probes, Ultrasound (ECRI) | GE Healthcare (ECRI) | P2D | P2D | GE Healthcare (ECRI) | 11J2824 | Active | HQ
121007YP |  | ULTRASOUND PROBE | Probes, Ultrasound (ECRI) | GE Healthcare (ECRI) | C1-5-D | C1-5-D | GE Healthcare (ECRI) | 121007YP | Active | HQ
130301PD5 |  | ULTRASOUND PROBE | Probes, Ultrasound (ECRI) | GE Healthcare (ECRI) | 8L-RS | 8L-RS | GE Healthcare (ECRI) | 130301PD5 | Active | HQ
131207KR3 |  | ULTRASOUND PROBE | Probes, Ultrasound (ECRI) | GE Healthcare (ECRI) | RIC5-9w | RIC5-9w | GE Healthcare (ECRI) | 131207KR3 | Retired | HQ
140149PD6 |  | ULTRASOUND PROBE | Probes, Ultrasound (ECRI) | GE Healthcare (ECRI) | 4V-D | 4V-D | GE Healthcare (ECRI) | 140149PD6 | Active | HQ
140236PD1 |  | ULTRASOUND PROBE | Probes, Ultrasound (ECRI) | GE Healthcare (ECRI) | 4V-D | 4V-D | GE Healthcare (ECRI) | 140236PD1 | Active | HQ
140500WP0 |  | Probe, Ultrasound | Probes, Ultrasound (ECRI) | GE Healthcare (ECRI) | 9L-D | 9L-D | GE Healthcare (ECRI) | 140500WP0 | Active | HQ
140503MP4 |  | ULTRASOUND PROBE | Probes, Ultrasound (ECRI) | GE Healthcare (ECRI) | SL-D | SL-D | GE Healthcare (ECRI) | 140503MP4 | Active | HQ
141466WP3 |  | Probe, Ultrasound | Probes, Ultrasound (ECRI) | GE Healthcare (ECRI) | 9L-D | 9L-D | GE Healthcare (ECRI) | 141466WP3 | Active | HQ
155505PD1 |  | ULTRASOUND PROBE | Probes, Ultrasound (ECRI) | GE Healthcare (ECRI) | 4V-D | 4V-D | GE Healthcare (ECRI) | 155505PD1 | Active | HQ
158352KR5 |  | ULTRASOUND PROBE | Probes, Ultrasound (ECRI) | GE Healthcare (ECRI) | RIC5-9 | RiC5-9 | GE Healthcare (ECRI) | 158352KR5 | Active | HQ
158704YP7 |  | ULTRASOUND - PROBE | Probes, Ultrasound (ECRI) | Philips Healthcare (ECRI) | ML6-15-D | ML6-15-D | Philips Healthcare (ECRI) | 158704YP7 | Active | HQ
161654YP9 |  | ULTRASOUND PROBE | Probes, Ultrasound (ECRI) | GE Healthcare (ECRI) | C1-5-D | C1-5-D | GE Healthcare (ECRI) | 161654YP9 | Active | HQ
16724WP3 |  | Probe, Ultrasound | Probes, Ultrasound (ECRI) | GE Healthcare (ECRI) | 9L-D | 9L-D | GE Healthcare (ECRI) | 167324WP3 | Active | HQ
167324WP3 |  | Probe, Ultrasound | Probes, Ultrasound (ECRI) | GE Healthcare (ECRI) | 9L-D | 9L-D | GE Healthcare (ECRI) | 167324WP3 | Active | HQ
171297WP5 |  | Probe, Ultrasound | Probes, Ultrasound (ECRI) | GE Healthcare (ECRI) | 9L-D | 9L-D | GE Healthcare (ECRI) | 171297WP5 | Active | HQ
172162YPO |  | ULTRASOUND PROBE | Probes, Ultrasound (ECRI) | GE Healthcare (ECRI) | L8-18i | L8-18i | GE Healthcare (ECRI) | 172162YPO | Active | HQ
172467WP3 |  | Probe, Ultrasound | Probes, Ultrasound (ECRI) | GE Healthcare (ECRI) | 9L-D | 9L-D | GE Healthcare (ECRI) | 172467WP3 | Active | HQ
172881YP5 |  | ULTRASOUND PROBE | Probes, Ultrasound (ECRI) | GE Healthcare (ECRI) | M5SC-D | M5SC-D | GE Healthcare (ECRI) | 172881YP5 | Retired | HQ
173546YP3 |  | ULTRASOUND PROBE | Probes, Ultrasound (ECRI) | GE Healthcare (ECRI) | C1-5-D | C1-5-D | GE Healthcare (ECRI) | 173546YP3 | Active | HQ
173546YP5 |  | ULTRASOUND PROBE | Probes, Ultrasound (ECRI) | GE Healthcare (ECRI) | C1-5 | C1-5 | GE Healthcare (ECRI) | 173546YP3 | Active | HQ
173832WP7 |  | Probe, Ultrasound | Probes, Ultrasound (ECRI) | GE Healthcare (ECRI) | 9L-D | 9L-D | GE Healthcare (ECRI) | 173832WP7 | Active | HQ
174005YP9 |  | Probe, Ultrasound | Probes, Ultrasound (ECRI) | GE Healthcare (ECRI) | C1-6-D | C1-6-D | GE Healthcare (ECRI) | 174005YP9 | Active | HQ
189026WP8 |  | Probe, Ultrasound | Probes, Ultrasound (ECRI) | GE Healthcare (ECRI) | 9L-D | 9L-D | GE Healthcare (ECRI) | 189026WP8 | Active | HQ
19271 |  | Probe, Ultrasound | Probes, Ultrasound (ECRI) | Terason-Teratech Corp (ECRI) | 15L4A | 15L4A | Terason-Teratech Corp (ECRI) | 1927111200304 | Active | HQ
196501PD1 |  | Probe, Ultrasound | Probes, Ultrasound (ECRI) | GE Healthcare (ECRI) | L2-9-D | L2-9-D | GE Healthcare (ECRI) | 196501PD1 | Active | HQ
212399PD0 |  | ULTRASOUND PROBE | Probes, Ultrasound (ECRI) | Siemens Healthcare (ECRI) | L2-9-D | L2-9-D | Siemens Healthcare (ECRI) | 212399PD0 | Active | HQ
22100117 |  | ULTRASOUND PROBE | Probes, Ultrasound (ECRI) | Siemens Healthcare (ECRI) | 18L6HD | 18L6HD | Siemens Healthcare (ECRI) | 22100117 | Active | HQ
22260265 |  | ULTRASOUND PROBE | Probes, Ultrasound (ECRI) | Siemens Healthcare (ECRI) | 4V1C | 4V1C | Siemens Healthcare (ECRI) | 22260265 | Active | HQ
23074585 |  | ULTRASOUND PROBE | Probes, Ultrasound (ECRI) | Siemens Healthcare (ECRI) | 10789380 | CW2 | Siemens Healthcare (ECRI) | 23074585 | Active | HQ
231237KR9 |  | ULTRASOUND PROBE | Probes, Ultrasound (ECRI) | GE Healthcare (ECRI) | RIC5-9-D | RIC5-9-D | GE Healthcare (ECRI) | 231237KR9 | Active | HQ
236201WP0 |  | Probe, Ultrasound | Probes, Ultrasound (ECRI) | GE Healthcare (ECRI) | ML6-15-D | ML6-15-D | GE Healthcare (ECRI) | 236201WP0 | Active | HQ
242018KRO |  | ULTRASOUND PROBE | Probes, Ultrasound (ECRI) | GE Healthcare (ECRI) | RIC5-9-D | RIC5-9-D | GE Healthcare (ECRI) | 242018KR0 | Active | HQ
248429YP3 |  | Probe, Ultrasound | Probes, Ultrasound (ECRI) | GE Healthcare (ECRI) | C1-6-D | C1-6-D | GE Healthcare (ECRI) | 248429YP3 | Active | HQ
251995WP7 |  | ULTRASOUND - PROBE | Probes, Ultrasound (ECRI) | GE Healthcare (ECRI) | L8-18i-D | L8-18i-D | GE Healthcare (ECRI) | 251995WP7 | Active | HQ
252466YP8 |  | ULTRASOUND PROBE | Probes, Ultrasound (ECRI) | GE Healthcare (ECRI) | L8-18i | L8-18i | GE Healthcare (ECRI) | 252466YP8 | Active | HQ
25246965 |  | ULTRASOUND PROBE | Probes, Ultrasound (ECRI) | GE Healthcare (ECRI) | L8-18i | L8-18i | GE Healthcare (ECRI) | 25246965 | Active | HQ
286365WP2 |  | ULTRASOUND PROBE | Probes, Ultrasound (ECRI) | GE Healthcare (ECRI) | L8-18i-D | L8-18i-D | GE Healthcare (ECRI) | 286365WP2 | Active | HQ
300564WX2 |  | Probe, Ultrasound | Probes, Ultrasound (ECRI) | GE Healthcare (ECRI) | 4C-D | 4C-D | GE Healthcare (ECRI) | 300564WX2 | Active | HQ
308780WX6 |  | Probe, Ultrasound | Probes, Ultrasound (ECRI) | GE Healthcare (ECRI) | 4C-D | 4C-D | GE Healthcare (ECRI) | 308780WX6 | Active | HQ
310362WX9 |  | Probe, Ultrasound | Probes, Ultrasound (ECRI) | GE Healthcare (ECRI) | 4C-D | 4C-D | GE Healthcare (ECRI) | 310362WX9 | Active | HQ
311470WX9 |  | Probe, Ultrasound | Probes, Ultrasound (ECRI) | GE Healthcare (ECRI) | 4C-D | 4C-D | GE Healthcare (ECRI) | 311470WX9 | Active | HQ
333776YP3 |  | ULTRASOUND PROBE | Probes, Ultrasound (ECRI) | GE Healthcare (ECRI) | M5SC-D | M5SC-D | GE Healthcare (ECRI) | 333776YP3 | Active | HQ
33400651 |  | ULTRASOUND PROBE | Probes, Ultrasound (ECRI) | Siemens Healthcare (ECRI) | 14L5 | 14L5 | Siemens Healthcare (ECRI) | 33400651 | Active | HQ
339151WP3 |  | Probe, Ultrasound | Probes, Ultrasound (ECRI) | GE Healthcare (ECRI) | 9L-D | 9L-D | GE Healthcare (ECRI) | 339151WP3 | Active | HQ
339152WP1 |  | Probe, Ultrasound | Probes, Ultrasound (ECRI) | GE Healthcare (ECRI) | 9L-D | 9L-D | GE Healthcare (ECRI) | 339152WP1 | Active | HQ
347022YP6 |  | Probe, Ultrasound | Probes, Ultrasound (ECRI) | GE Healthcare (ECRI) | C1-6-D | C1-6-D | GE Healthcare (ECRI) | 347022YP6 | Active | HQ
378429YP5 |  | ULTRASOUND - PROBE | Probes, Ultrasound (ECRI) | GE Healthcare (ECRI) | M5SC-D | M5SC-D | GE Healthcare (ECRI) | 378429YP5 | Active | HQ
379900YP4 |  | Probe, Ultrasound | Probes, Ultrasound (ECRI) | GE Healthcare (ECRI) | C1-6-D | C1-6-D | GE Healthcare (ECRI) | 379900YP4 | Active | HQ
3925 |  | ULTRASOUND PROBE | Probes, Ultrasound (ECRI) | GE Healthcare (ECRI) | M5S-D | M5S-D | GE Healthcare (ECRI) | 3925 | Active | HQ
4053 |  | ULTRASOUND PROBE | Probes, Ultrasound (ECRI) | GE Healthcare (ECRI) | M5S-D | M5S-D | GE Healthcare (ECRI) | 4053 | Retired | HQ
437804YP8 |  | Probe, Ultrasound | Probes, Ultrasound (ECRI) | GE Healthcare (ECRI) | C1-6-D | C1-6-D | GE Healthcare (ECRI) | 437804YP8 | Active | HQ
449975WX2 |  | Probe, Ultrasound | Probes, Ultrasound (ECRI) | GE Healthcare (ECRI) | 12L-RS | 12L-RS | GE Healthcare (ECRI) | 449975WX2 | Active | HQ
4639 |  | ULTRASOUND PROBE | Probes, Ultrasound (ECRI) | GE Healthcare (ECRI) | M5S-D | M5S-D | GE Healthcare (ECRI) | 4639 | Active | HQ
484972YP5 |  | Probes, Ultrasound | Probes, Ultrasound (ECRI) | GE Healthcare (ECRI) | 4Vc-D | 4Vc-D | GE Healthcare (ECRI) | 484972YP5 | Active | HQ
484991YP5 |  | Probes, Ultrasound | Probes, Ultrasound (ECRI) | GE Healthcare (ECRI) | 4Vc-D | 4Vc-D | GE Healthcare (ECRI) | 484991YP5 | Active | HQ
494339YP5 |  | Probes, Ultrasound | Probes, Ultrasound (ECRI) | GE Healthcare (ECRI) | C1-6 | C1-6 | GE Healthcare (ECRI) | 494339YP5 | Active | HQ
494343YP7 |  | Probes, Ultrasound | Probes, Ultrasound (ECRI) | GE Healthcare (ECRI) | C1-6 | C1-6 | GE Healthcare (ECRI) | 494343YP7 | Active | HQ
50352002 |  | ULTRASOUND PROBE | Probes, Ultrasound (ECRI) | Siemens Healthcare (ECRI) | 18L6HD | 18L6HD | Siemens Healthcare (ECRI) | 50352002 | Active | HQ
54379WX3 |  | Probes, Ultrasound | Probes, Ultrasound (ECRI) | GE Healthcare (ECRI) | 4C-RS | 4C-RS | GE Healthcare (ECRI) | 54379WX3 | Active | HQ
58455WP7 |  | ULTRASOUND PROBE | Probes, Ultrasound (ECRI) | GE Healthcare (ECRI) | MTZ | MTZ 6.5 Mhz | GE Healthcare (ECRI) | 58455WP7 | Active | HQ
6248 |  | ULTRASOUND PROBE | Probes, Ultrasound (ECRI) | GE Healthcare (ECRI) | M5S-D | M5S-D | GE Healthcare (ECRI) | 6248 | Active | HQ
729359WX0 |  | Probe, Ultrasound | Probes, Ultrasound (ECRI) | GE Healthcare (ECRI) | RAB6-D | RAB6-D | GE Healthcare (ECRI) | 729359WX0 | Active | HQ
732745WX5 |  | Probe, Ultrasound | Probes, Ultrasound (ECRI) | GE Healthcare (ECRI) | IC5-9-D | IC5-9-D | GE Healthcare (ECRI) | 732745WX5 | Active | HQ
80508532 | LOANER | ULTRASOUND PROBE | Probes, Ultrasound (ECRI) | SURGICAL EQUIPMENT | EV-8C4 | EV-8C4 | SURGICAL EQUIPMENT | 80508532 | Active | HQ
80906033 |  | ULTRASOUND PROBE | Probes, Ultrasound (ECRI) | Siemens Healthcare (ECRI) | 9L4 | 9L4 | Siemens Healthcare (ECRI) | 80906033 | Active | HQ
81340585 |  | ULTRASOUND PROBE | Probes, Ultrasound (ECRI) | Siemens Healthcare (ECRI) | 4V1C | 4V1C | Siemens Healthcare (ECRI) | 81340585 | Retired | HQ
81412039 |  | ULTRASOUND PROBE | Probes, Ultrasound (ECRI) | Siemens Healthcare (ECRI) | 6C1HD | 6C1HD | Siemens Healthcare (ECRI) | 81412039 | Active | HQ
91337029 |  | ULTRASOUND PROBE | Probes, Ultrasound (ECRI) | Siemens Healthcare (ECRI) | 9L4 | 9L4 | Siemens Healthcare (ECRI) | 91337029 | Active | HQ
91408002 |  | ULTRASOUND PROBE | Probes, Ultrasound (ECRI) | Siemens Healthcare (ECRI) | 6C1HD | 6C1HD | Siemens Healthcare (ECRI) | 91408002 | Active | HQ
990489WX7 |  | Probe, Ultrasound | Probes, Ultrasound (ECRI) | GE Healthcare (ECRI) | RAB6-D | RAB6-D | GE Healthcare (ECRI) | 990489WX7 | Active | HQ
A06F15T-14 |  | ULTRASOUND PROBE | Probes, Ultrasound (ECRI) | GE Healthcare (ECRI) | M5S-D | M5S-D | GE Healthcare (ECRI) | A06F15T-14 | Active | HQ
B01QFK | REMI | Probe, Ultrasound | Probes, Ultrasound (ECRI) | Philips Ultrasound Inc (ECRI) | C5-1 | C5-1 | Philips Ultrasound Inc (ECRI) | B01QFK | Active | HQ
B01VFY | DYSON CENTE | ULTRASOUND PROBE | Probes, Ultrasound (ECRI) | Philips Healthcare (ECRI) | L17-5 | L17-5 | Philips Healthcare (ECRI) | B01VFY | Active | HQ
B0201Z | LOANER | Probe, Ultrasound | Probes, Ultrasound (ECRI) | Philips Ultrasound Inc (ECRI) | C5-2 | C5-2 | Philips Ultrasound Inc (ECRI) | B0201Z | Active | HQ
B06HQD |  | Probe, Ultrasound | Probes, Ultrasound (ECRI) | Philips Ultrasound Inc (ECRI) | C5-1 | C5-1 | Philips Ultrasound Inc (ECRI) | B06HQD | Active | HQ
B07G9Y | B0C1YQ REPL | Probe, Ultrasound | Probes, Ultrasound (ECRI) | Philips Ultrasound Inc (ECRI) | C5-1 | C5-1 | Philips Ultrasound Inc (ECRI) | 038TN3 replaced with | Active | HQ
B07WFT | ECHO | Probe, Ultrasound | Probes, Ultrasound (ECRI) | Philips Ultrasound Inc (ECRI) | X5-1 | X5-1 | Philips Ultrasound Inc (ECRI) | B07WFT | Active | HQ
B08F1M |  | ULTRASOUND PROBE | Probes, Ultrasound (ECRI) | Philips Healthcare (ECRI) | L12-5 | L12-5 | Philips Healthcare (ECRI) | B08F1M | Active | HQ
B09WLR | LOANER | ULTRASOUND PROBE | Probes, Ultrasound (ECRI) | Philips Healthcare (ECRI) | L12-5 | L12-5 | Philips Healthcare (ECRI) | B09WLR | Active | HQ
B0B3KX | DYSON CENTE | Probe, Ultrasound | Probes, Ultrasound (ECRI) | Philips Ultrasound Inc (ECRI) | C5-2 | C5-2 | Philips Ultrasound Inc (ECRI) | B0B3KX | Active | HQ
B0B5MK | DYSON CENTE | TEE PROBE | Probes, TEE (ECRI) | Philips Healthcare (ECRI) | X7-2T | X7-2T | Philips Healthcare (ECRI) | B0B5MK | Retired | HQ
B0CD5T | SPARE | ULTRASOUND PROBE | Probes, Ultrasound (ECRI) | Philips Healthcare (ECRI) | X6-1 | X6-1 | Philips Healthcare (ECRI) | B0CD5T | Active | HQ
B0F57G | ECHO | ULTRASOUND PROBE | Probes, Ultrasound (ECRI) | Philips Healthcare (ECRI) | S12-4 | S12-4 | Philips Healthcare (ECRI) | B0F57G | Active | HQ
B0F8XD |  | Probe, Ultrasound | Probes, Ultrasound (ECRI) | Philips Ultrasound Inc (ECRI) | C8-4V | C8-4V | Philips Ultrasound Inc (ECRI) | B0F8XD | Active | HQ
B0HN6B | LOANER | Probe, Ultrasound | Probes, Ultrasound (ECRI) | Philips Ultrasound Inc (ECRI) | C5-1 | C5-1 | Philips Ultrasound Inc (ECRI) | B0HN6B | Active | HQ
B0J1W7 | LOANER | Probe, Ultrasound | Probes, Ultrasound (ECRI) | Philips Ultrasound Inc (ECRI) | C8-4 | C8-4 | Philips Ultrasound Inc (ECRI) | B0J1W7 | Active | HQ
B0J1X7 |  | Probe, Ultrasound | Probes, Ultrasound (ECRI) | Philips Ultrasound Inc (ECRI) | C5-2 | C5-2 | Philips Ultrasound Inc (ECRI) | B0J1X7 | Active | HQ
B0KWKP | TEE | TEE PROBE | Probes, TEE (ECRI) | Philips Healthcare (ECRI) | TEE | TEE | Philips Healthcare (ECRI) | B0KWKP | Retired | HQ
B0QH3B | LOANER | Probe, Ultrasound | Probes, Ultrasound (ECRI) | Philips Ultrasound Inc (ECRI) | C8-4 | C8-4 | Philips Ultrasound Inc (ECRI) | B0QH3V | Active | HQ
B0QH3V |  | Probe, Ultrasound | Probes, Ultrasound (ECRI) | Philips Ultrasound Inc (ECRI) | C8-4V | C8-4V | Philips Ultrasound Inc (ECRI) | B0QH3V | Active | HQ
B0QJ8B | DYSON CENTE | ULTRASOUND PROBE | Probes, Ultrasound (ECRI) | Philips Healthcare (ECRI) | L17-5 | L17-5 | Philips Healthcare (ECRI) | B0QJ8B | Active | HQ
B0TN1H | LOANER B125 | Probe, Ultrasound | Probes, Ultrasound (ECRI) | Philips Ultrasound Inc (ECRI) | C5-1 | C5-1 | Philips Ultrasound Inc (ECRI) | B125KH | Active | HQ
B0V9ZT | TEE | TEE PROBE | Probes, TEE (ECRI) | Philips Healthcare (ECRI) | TEE | TEE | Philips Healthcare (ECRI) | B02BGT exchange B0V9 | Retired | HQ
B10JPW |  | ULTRASOUND PROBE | Probes, Ultrasound (ECRI) | Philips Healthcare (ECRI) | S5-1 | S5-1 | Philips Healthcare (ECRI) | B10JPW | Active | HQ
B12FN9 | REMI | TEE PROBE | Probes, TEE (ECRI) | Philips Healthcare (ECRI) | TEE | TEE | Philips Healthcare (ECRI) | B12FN9 | Retired | HQ
B1RYF5 |  | Probe, Ultrasound | Probes, Ultrasound (ECRI) | Philips Ultrasound Inc (ECRI) | C5-1 | C5-1 | Philips Ultrasound Inc (ECRI) | B1RYF5 | Active | HQ
B1TKX7 |  | Probe, Ultrasound | Probes, Ultrasound (ECRI) | Philips Ultrasound Inc (ECRI) | L12-3 | L12-3 | Philips Ultrasound Inc (ECRI) | B1TKX7 | Active | HQ
B1ZH1H | REMI | TEE PROBE | Probes, TEE (ECRI) | Philips Healthcare (ECRI) | TEE | TEE | Philips Healthcare (ECRI) | B1ZH1H | Retired | HQ
BF-170036 |  | ULTRASOUND PROBE | Probes, Ultrasound (ECRI) | Siemens Healthcare (ECRI) | M5S-D | M5S-D | Siemens Healthcare (ECRI) | BF-170036 | Active | HQ
BK95418 |  | ULTRASOUND PROBE | Probes, Ultrasound (ECRI) | Siemens Healthcare (ECRI) | MC9-4 | MC9-4 | Siemens Healthcare (ECRI) | BK95418 | Active | HQ
F023YW |  | ULTRASOUND - PROBE | Probes, Ultrasound (ECRI) | Philips Healthcare (ECRI) | L12-3 | L12-3 | Philips Healthcare (ECRI) | F023YW | Active | HQ
HQ000 |  | ACCESSORY | Accessory/Check-In | N/A | <NEW> |  |  |  | Active | HQ
HQ0000 | SUPPLIES | Supply Ordering | N/A | N/A | N/A |  | N/A |  | Active | HQ
HQ0034 | REMI | BONE DENSITOMETER | DENSITOMETER - RADIOGRAPHIC | GE Healthcare (ECRI) | EXPERT XL PRODIGY | EXPERT XL PRODIGY | GE Healthcare (ECRI) | 63297 | Active | HQ
HQ1000 |  | TABLE - EXAM/TREATMENT | TABLE - EXAM/TREATMENT | ZOLL Medical Corp (ECRI) | 100-023 | 100-023 | ZOLL Medical Corp (ECRI) | CD052953 | Retired | HQ
HQ1001 |  | WALL TRANSFORMER | OTOSCOPE | Welch Allyn Inc (ECRI) | 7670-01 | 7670-01 | HAMILTON COMPANY |  | Active | HQ
HQ1002 |  | THERMOMETER | THERMOMETER | Welch Allyn Inc (ECRI) | SURE TEMP PLUS | SURE TEMP PLUS | Welch Allyn Inc (ECRI) | 04339565 | Active | HQ
HQ1003 |  | THERMOMETER | THERMOMETER | Welch Allyn Inc (ECRI) | SURE TEMP PLUS | SURE TEMP PLUS | Welch Allyn Inc (ECRI) | 3675081 | Active | HQ
HQ1004 |  | TABLE - EXAM/TREATMENT | TABLE - EXAM/TREATMENT | HAMILTON COMPANY |  |  | HAMILTON COMPANY | N/A | Active | HQ
HQ1005 | HQP033 | DEFIBRILLATOR - AED | Defibrillators, External, Auto (ECRI) | ZOLL Medical Corp (ECRI) | AED | AED | ZOLL Medical Corp (ECRI) | X14K719015 | Active | HQ
HQ1019 |  | Thermometer, Electronic | Thermometers, Electronic (ECRI) | Welch Allyn Inc (ECRI) | 690 | SureTemp Plus | Welch Allyn Inc (ECRI) | 13420342 | Active | HQ
HQ1020 |  | WEIGHT/BMI ANALYZER | SCALE | DETECTO SCALE COMPANY | MV1 | MedVue | DETECTO SCALE COMPANY | E31213-0065 | Active | HQ
HQ1021 |  | ULTRASOUND UNIT | Scanning Systems, Ultrasound (ECRI) | Siemens Healthcare (ECRI) | X150 | ACUSON X150 | Siemens Healthcare (ECRI) | 305081 | Active | HQ
HQ1023 |  | MULTI-ASSAY ANALYZER | Analyzers, Laboratory, Chemistry (ECRI) | Alere Medical Inc (ECRI) | AS100 | Afinion AS100 | Siemens Healthcare (ECRI) | AS0023483 | Retired | HQ
HQ1024 |  | Monitor, Blood Pressure | Monitors, Blood Pressure (ECRI) | Welch Allyn Inc (ECRI) | ProBP 3400 | ProBP 3400 | Welch Allyn Inc (ECRI) | 100005031511 | Retired | HQ
HQ1025 |  | Centrifuge, Tabletop | Centrifuges, Tabletop (ECRI) | Drucker Diagnostics (ECRI) | 642E Quest | Horizon 642E Quest | Drucker Diagnostics (ECRI) | 480907-16 | Active | HQ
HQ1026 |  | DIABETIC ANALYZER-BLOOD/URINE | Analyzers, Laboratory, Blood (ECRI) | Siemens Healthcare (ECRI) | DCA | DCA Vantage Analyzer | Siemens Healthcare (ECRI) | S007618 | Out Of Service | HQ
HQ1028 |  | THERMOMETER | THERMOMETER | Welch Allyn Inc (ECRI) | SURE TEMP PLUS | SURE TEMP PLUS | Welch Allyn Inc (ECRI) | 07297372 | Active | HQ
HQ1029 |  | GS Integrated Wall System | Ophthalmoscope/Otoscope/Vital Signs Measuring Systems (ECRI) | Welch Allyn Inc (ECRI) | 767 Series | 767 Series | Welch Allyn Inc (ECRI) | N/A | Active | HQ
HQ1031 |  | Table, Examination/Treatment | Tables, Examination/Treatment (ECRI) | Midmark Corp (ECRI) | 204 | 204 | Midmark Corp (ECRI) | V419467 | Retired | HQ
HQ1032 |  | GS Integrated Wall System | Ophthalmoscope/Otoscope/Vital Signs Measuring Systems (ECRI) | Welch Allyn Inc (ECRI) | 767 Series | 767 Series | Welch Allyn Inc (ECRI) | N/A | Active | HQ
HQ1033 |  | THERMOMETER | THERMOMETER | Welch Allyn Inc (ECRI) | SURE TEMP PLUS | SURE TEMP PLUS | Welch Allyn Inc (ECRI) | 07323252 | Active | HQ
HQ1034 |  | DOPPLER | DOPPLER | SUMMIT DOPPLER SYSTEMS | L500VA | VISTA | SUMMIT DOPPLER SYSTEMS | VA002199 | Active | HQ
HQ1041 |  | Thermometer, Electronic | Thermometers, Electronic (ECRI) | Welch Allyn Inc (ECRI) | 692 | SureTemp Plus | Welch Allyn Inc (ECRI) | 13502158 | Active | HQ
HQ1042 | hqhp016 cha | EKG - PORTABLE | EKG/ECG MACHINE | Welch Allyn Inc (ECRI) | AT-2PLUS | AT-2PLUS | Welch Allyn Inc (ECRI) | 475208 | Retired | HQ
HQ1043 |  | Thermometer, Electronic | Thermometers, Electronic (ECRI) | Welch Allyn Inc (ECRI) | 692 | SureTemp Plus | Welch Allyn Inc (ECRI) | 13450946 | Active | HQ
HQ1044 |  | Thermometer, Electronic | Thermometers, Electronic (ECRI) | Welch Allyn Inc (ECRI) | 692 | SureTemp Plus | Welch Allyn Inc (ECRI) | 13450948 | Active | HQ
HQ1045 | HQP031 | GS Integrated Wall System | Ophthalmoscope/Otoscope/Vital Signs Measuring Systems (ECRI) | Welch Allyn Inc (ECRI) | 767 Series | 767 Series | Welch Allyn Inc (ECRI) | N/A | Retired | HQ
HQ1046 |  | Thermometer, Electronic | Thermometers, Electronic (ECRI) | Welch Allyn Inc (ECRI) | 692 | SureTemp Plus | Welch Allyn Inc (ECRI) | 13500398 | Active | HQ
HQ1052 | HQCS007 | OXIMETER | Oximeters, Pulse (ECRI) | Covidien Inc (ECRI) | N-65 | Nellcor | NELLCOR INCORP | G08817751 | Retired | HQ
HQ1058 | SIEMENS | ULTRASOUND UNIT | Scanning Systems, Ultrasound (ECRI) | Siemens Healthcare (ECRI) | SC2000 | ACUSON SC2000 | Siemens Healthcare (ECRI) | 402949 | Active | HQ
HQ1060 | SIEMENS | Scanning System, Gamma Camera | Scanning Systems, Gamma Camera, SPECT (ECRI) | Siemens Healthcare (ECRI) | c.cam | c.cam | Siemens Healthcare (ECRI) | 06070301 | Active | HQ
HQ1061 |  | RADIATION HIGH DOSE | RADIATION THERAPY | Capintec Inc (ECRI) | CRC-25R | CRC-25R | Capintec Inc (ECRI) | 253540 | Active | HQ
HQ1062 |  | RADIATION WELL COUNTER | RADIATION THERAPY | Capintec Inc (ECRI) | CRC-25R | CRC-25R | Capintec Inc (ECRI) | 010430 | Active | HQ
HQ1069 |  | Light, Examination | Lights, Examination (ECRI) | Brewer Co (ECRI) | 18100 | 18100 | Brewer Co (ECRI) | BH00725015 | Active | HQ
HQ1074 | HQM015 | THERMOMETER | THERMOMETER | Welch Allyn Inc (ECRI) | SURE TEMP PLUS | SURE TEMP PLUS | Welch Allyn Inc (ECRI) | 15452931 | Active | HQ
HQ1075 |  | GS Integrated Wall System | Ophthalmoscope/Otoscope/Vital Signs Measuring Systems (ECRI) | Welch Allyn Inc (ECRI) | 767 Series | 767 Series | Welch Allyn Inc (ECRI) | N/A | Active | HQ
HQ1076 |  | Light, Examination | Lights, Examination (ECRI) | Welch Allyn Inc (ECRI) | GS IV | GS Exam Light IV | Welch Allyn Inc (ECRI) | N/A | Retired | HQ
HQ1077 |  | Table, Examination/Treatment | Tables, Examination/Treatment (ECRI) | Midmark Corp (ECRI) | 222 | 222 | Midmark Corp (ECRI) | V1706155 | Active | HQ
HQ1078 | HQM015 | THERMOMETER | THERMOMETER | Welch Allyn Inc (ECRI) | SURE TEMP PLUS | SURE TEMP PLUS | Welch Allyn Inc (ECRI) | 16050730 | Active | HQ
HQ1081 |  | Light, Examination | Lights, Examination (ECRI) | Welch Allyn Inc (ECRI) | GS IV | GS Exam Light IV | Welch Allyn Inc (ECRI) | N/A | Retired | HQ
HQ1082 |  | Cryosurgical Unit | Cryosurgical Units, General-Purpose (ECRI) | Cooper Surgical Inc (ECRI) | CG1 | Her Option CG1 | Cooper Surgical Inc (ECRI) | 511901001 | Retired | HQ
HQ1087 |  | ELECTROSURGICAL UNIT | ELECTROSURGICAL GENERATOR | Cooper Surgical Inc (ECRI) | 2000 | Quantum | Cooper Surgical Inc (ECRI) | 0713007C | Retired | HQ
HQ1088 |  | SMOKE EVACUATOR | SMOKE EVACUATOR | Cooper Surgical Inc (ECRI) | BIOVAC | BIOVAC | Cooper Surgical Inc (ECRI) | 1113010 | Retired | HQ
HQ1091 |  | GEL WARMER | WARMER - GEL | Parker Laboratories Inc (ECRI) | 83-03 | THERMASONIC | THERMASONIC | 08191105 | Active | HQ
HQ1092 |  | GEL WARMER | WARMER - GEL | Parker Laboratories Inc (ECRI) | 83-03 | THERMASONIC | THERMASONIC | 14400 | Active | HQ
HQ1093 |  | GEL WARMER | WARMER - GEL | Parker Laboratories Inc (ECRI) | 83-03 | THERMASONIC | THERMASONIC | 06730 | Active | HQ
HQ1094 | REMI | Scanning System, Ultrasound | Scanning Systems, Ultrasound (ECRI) | GE Healthcare (ECRI) | Vivid E9 | Vivid E9 | GE Healthcare (ECRI) | VE9066067 | Active | HQ
HQ1095 | REMI | Scanning System, Ultrasound | Scanning Systems, Ultrasound (ECRI) | GE Healthcare (ECRI) | LOGIQ E9 | LOGIQ E9 | GE Healthcare (ECRI) | LE9200095 | Active | HQ
HQ1096 |  | GEL WARMER | WARMER - GEL | Parker Laboratories Inc (ECRI) | 83-03 | THERMASONIC | THERMASONIC | 216303F12 | Active | HQ
HQ1099 | SIEMENS | Scanning System, Gamma Camera | Scanning Systems, Gamma Camera, SPECT (ECRI) | Siemens Healthcare (ECRI) | c.cam | c.cam | Siemens Healthcare (ECRI) | 5062201 (1276) | Active | HQ
HQ1100 | SIEMENS | Scanning System, Gamma Camera | Scanning Systems, Gamma Camera, SPECT (ECRI) | Siemens Healthcare (ECRI) | c.cam | c.cam | Siemens Healthcare (ECRI) | 5110703 (1329) | Active | HQ
HQ1103 |  | DOPPLER | DOPPLER | MCKESSON INFORMATION SOLUTIONS | 1160 | LUMEON | LUMEON | 06130932 | Active | HQ
HQ1104 | SIEMENS | Scanning System, Gamma Camera | Scanning Systems, Gamma Camera, SPECT (ECRI) | Siemens Healthcare (ECRI) | c.cam | c.cam | Siemens Healthcare (ECRI) | 5093002 (1311) | Retired | HQ
HQ1106 |  | STIMULATOR | STIMULATOR - MUSCLE | EMPI | 300PV | 300PV | EMPI | 8457379 | Active | HQ
HQ1110 |  | Defibrillator | Defibrillators (ECRI) | ZOLL Medical Corp (ECRI) | M SERIES | M Series | ZOLL Medical Corp (ECRI) | T00D11094 | Retired | HQ
HQ1111 |  | NEBULIZER | Nebulizers (ECRI) | DeVilbliss Healthcare (ECRI) | Pulmo-Aide | Pulmo-Aide | DeVilbliss Healthcare (ECRI) | D7070371 | Retired | HQ
HQ1112 |  | STIMULATOR, COUGH | STIMULATOR | Hillrom Co Inc (ECRI) | VitalCough | VitalCough | Hillrom Co Inc (ECRI) | VC-001104 | Retired | HQ
HQ1114 | HQKOB006 | DOPPLER | DOPPLER | SUMMIT DOPPLER SYSTEMS | L250 | LifeDop | Cooper Surgical Inc (ECRI) | 07131149 | Retired | HQ
HQ1115 | HQKOB006 | DOPPLER | DOPPLER | SUMMIT DOPPLER SYSTEMS | L250 | LifeDop | Cooper Surgical Inc (ECRI) | LD019081 | Retired | HQ
HQ1116 | HQKOB006 | DOPPLER | DOPPLER | SUMMIT DOPPLER SYSTEMS | L250 | LifeDop | Cooper Surgical Inc (ECRI) | LD019088 | Retired | HQ
HQ1117 | HQKOB006 | DOPPLER | DOPPLER | SUMMIT DOPPLER SYSTEMS | L250 | LifeDop | Cooper Surgical Inc (ECRI) | 07131150 | Retired | HQ
HQ1118 |  | Defibrillator, External, Auto | Defibrillators, External, Auto (ECRI) | ZOLL Medical Corp (ECRI) | AED Plus | AED Plus | ZOLL Medical Corp (ECRI) | x10a435237 | Active | HQ
HQ1123 | PROCEDURE R | Light, Examination | Lights, Examination (ECRI) | Welch Allyn Inc (ECRI) | GS IV | GS Exam Light IV | Welch Allyn Inc (ECRI) | N/A | Retired | HQ
HQ1128 |  | Light, Examination | Lights, Examination (ECRI) | Welch Allyn Inc (ECRI) | GS IV | GS Exam Light IV | Welch Allyn Inc (ECRI) | N/A | Active | HQ
HQ1131 | HQM015 | THERMOMETER | THERMOMETER | Welch Allyn Inc (ECRI) | SURE TEMP PLUS | SURE TEMP PLUS | Welch Allyn Inc (ECRI) | 15452491 | Active | HQ
HQ1132 |  | NEBULIZER | Nebulizers (ECRI) | DeVilbliss Healthcare (ECRI) | Pulmo-Aide | Pulmo-Aide | DeVilbliss Healthcare (ECRI) | D7053163 | Retired | HQ
HQ1133 |  | NEBULIZER | Nebulizers (ECRI) | DeVilbliss Healthcare (ECRI) | Pulmo-Aide | Pulmo-Aide | DeVilbliss Healthcare (ECRI) | D7050521 | Retired | HQ
HQ1134 |  | NEBULIZER | Nebulizers (ECRI) | DeVilbliss Healthcare (ECRI) | Pulmo-Aide | Pulmo-Aide | DeVilbliss Healthcare (ECRI) | D7050434 | Retired | HQ
HQ1135 |  | SUCTION, PORTABLE | PUMP - SUCTION | SCHUCO INC | S330A | S330A | SCHUCO INC | SU15L00570 | Retired | HQ
HQ1139 | HQM015 | THERMOMETER | THERMOMETER | Welch Allyn Inc (ECRI) | SURE TEMP PLUS | SURE TEMP PLUS | Welch Allyn Inc (ECRI) | 15161307 | Active | HQ
HQ1148 |  | Centrifuge, Tabletop | Centrifuges, Tabletop (ECRI) | Drucker Diagnostics (ECRI) | 642E Quest | Horizon 642E Quest | Drucker Diagnostics (ECRI) | 480308-285 | Retired | HQ
HQ1151 |  | WEIGHT/BMI ANALYZER | SCALE | DETECTO SCALE COMPANY | MV1 | MedVue | DETECTO SCALE COMPANY | E31213-0195 | Retired | HQ
HQ1156 |  | Scale, Floor | Scales, Floor (ECRI) | Pelstar (Health-O-Meter)(ECRI) | 1100KL | 1100KL | Pelstar (Health-O-Meter)(ECRI) | 2101L00985 | Active | HQ
HQ1157 |  | Table, Examination/Treatment | Tables, Examination/Treatment (ECRI) | Midmark Corp (ECRI) | 625-001 | 625-001 | Midmark Corp (ECRI) | V1717363 | Active | HQ
HQ1158 | HQRS018 | THERMOMETER | THERMOMETER | Welch Allyn Inc (ECRI) | SURE TEMP PLUS | SURE TEMP PLUS | Welch Allyn Inc (ECRI) | 15410296 | Active | HQ
HQ1159 | HQRS017 | GS Integrated Wall System | Ophthalmoscope/Otoscope/Vital Signs Measuring Systems (ECRI) | Welch Allyn Inc (ECRI) | 767 Series | 767 Series | Welch Allyn Inc (ECRI) | N/A | Active | HQ
HQ1160 | HQRS018 | THERMOMETER | THERMOMETER | Welch Allyn Inc (ECRI) | SURE TEMP PLUS | SURE TEMP PLUS | Welch Allyn Inc (ECRI) | 15520355 | Active | HQ
HQ1161 |  | Table, Examination/Treatment | Tables, Examination/Treatment (ECRI) | Midmark Corp (ECRI) | 625-001 | 625-001 | Midmark Corp (ECRI) | V1717302 | Active | HQ
HQ1162 | HQRS017 | GS Integrated Wall System | Ophthalmoscope/Otoscope/Vital Signs Measuring Systems (ECRI) | Welch Allyn Inc (ECRI) | 767 Series | 767 Series | Welch Allyn Inc (ECRI) | N/A | Active | HQ
HQ1163 |  | LAMP | LAMP | Brewer Co (ECRI) | 1010883 | 1010883 | Brewer Co (ECRI) | 0907-0232 | Active | HQ
HQ1164 | HQRS018 | THERMOMETER | THERMOMETER | Welch Allyn Inc (ECRI) | SURE TEMP PLUS | SURE TEMP PLUS | Welch Allyn Inc (ECRI) | 16010104 | Active | HQ
HQ1165 | HQRS017 | GS Integrated Wall System | Ophthalmoscope/Otoscope/Vital Signs Measuring Systems (ECRI) | Welch Allyn Inc (ECRI) | 767 Series | 767 Series | Welch Allyn Inc (ECRI) | N/A | Active | HQ
HQ1166 |  | Chair, Examination/Treatment | Chairs, Examination/Treatment (ECRI) | Midmark Corp (ECRI) | 630 | 630 | Midmark Corp (ECRI) | V1659586 | Active | HQ
HQ1167 | HQRS017 | GS Integrated Wall System | Ophthalmoscope/Otoscope/Vital Signs Measuring Systems (ECRI) | Welch Allyn Inc (ECRI) | 767 Series | 767 Series | Welch Allyn Inc (ECRI) | N/A | Active | HQ
HQ1168 | HQRS018 | THERMOMETER | THERMOMETER | Welch Allyn Inc (ECRI) | SURE TEMP PLUS | SURE TEMP PLUS | Welch Allyn Inc (ECRI) | V15221755 | Active | HQ
HQ1169 |  | HYFRECATOR | HYFRECATOR | CONMED Corp (ECRI) | 7-900-115 | Hyfrecator 2000 | CONMED Corp (ECRI) | 15492063 | Active | HQ
HQ1170 |  | SUCTION, PORTABLE | PUMP - SUCTION | SCHUCO INC | S130A | S130A | SCHUCO INC | SU15F02136 | Retired | HQ
HQ1171 | HQRS018 | THERMOMETER | THERMOMETER | Welch Allyn Inc (ECRI) | SURE TEMP PLUS | SURE TEMP PLUS | Welch Allyn Inc (ECRI) | 15520697 | Active | HQ
HQ1172 | HQRS017 | GS Integrated Wall System | Ophthalmoscope/Otoscope/Vital Signs Measuring Systems (ECRI) | Welch Allyn Inc (ECRI) | 767 Series | 767 Series | Welch Allyn Inc (ECRI) | N/A | Active | HQ
HQ1173 | HQRS018 | THERMOMETER | THERMOMETER | Welch Allyn Inc (ECRI) | SURE TEMP PLUS | SURE TEMP PLUS | Welch Allyn Inc (ECRI) | 16020762 | Active | HQ
HQ1174 | HQRS017 | GS Integrated Wall System | Ophthalmoscope/Otoscope/Vital Signs Measuring Systems (ECRI) | Welch Allyn Inc (ECRI) | 767 Series | 767 Series | Welch Allyn Inc (ECRI) | N/A | Active | HQ
HQ1175 |  | Table, Examination/Treatment | Tables, Examination/Treatment (ECRI) | Midmark Corp (ECRI) | 222 | 222 | Midmark Corp (ECRI) | V1728327 | Active | HQ
HQ1176 |  | HYFRECATOR | HYFRECATOR | CONMED Corp (ECRI) | 7-900-115 | Hyfrecator 2000 | CONMED Corp (ECRI) | 13DGJ267 | Active | HQ
HQ1177 | HQRS018 | THERMOMETER | THERMOMETER | Welch Allyn Inc (ECRI) | SURE TEMP PLUS | SURE TEMP PLUS | Welch Allyn Inc (ECRI) | 15520358 | Active | HQ
HQ1178 | HQRS017 | GS Integrated Wall System | Ophthalmoscope/Otoscope/Vital Signs Measuring Systems (ECRI) | Welch Allyn Inc (ECRI) | 767 Series | 767 Series | Welch Allyn Inc (ECRI) |  | Active | HQ
HQ1179 |  | Table, Examination/Treatment | Tables, Examination/Treatment (ECRI) | Midmark Corp (ECRI) | 222 | 222 | Midmark Corp (ECRI) | V1732852 | Active | HQ
HQ1181 |  | PATIENT SCALE | SCALE - PATIENT - ELECTRONIC | DETECTO SCALE COMPANY | PD300 | ProDoc | DETECTO SCALE COMPANY | PD00000140515525 | Active | HQ
HQ1185 | HQHR005 CHA | DEFIBRILLATOR - AED | Defibrillators, External, Auto (ECRI) | ZOLL Medical Corp (ECRI) | AED | AED | ZOLL Medical Corp (ECRI) | X05H065766 | Active | HQ
HQ1190 |  | Stress Exercise, Cardiac | Stress Exercise, Cardiac (ECRI) | GE Healthcare (ECRI) | CASE | CASE | GE Healthcare (ECRI) | SJP13260548SA | Active | HQ
HQ1194 |  | STRESS TEST TREADMILL | EXERCISER - TREADMILL | Full Vision Inc (ECRI) | TMX425C | TMX425C | Full Vision Inc (ECRI) | FV-10771 | Retired | HQ
HQ1195 |  | EKG - PORTABLE | EKG/ECG MACHINE | GE Healthcare (ECRI) | Mac VU | Mac VU | GE Healthcare (ECRI) | ZAAAXA | Retired | HQ
HQ1196 |  | PATIENT SCALE | SCALE - PATIENT - ELECTRONIC | DETECTO SCALE COMPANY | 6127 | 6127 | DETECTO SCALE COMPANY | E28814-0255 | Active | HQ
HQ1198 |  | Module, Electrocardiograph | Modules, Electrocardiographs (ECRI) | Welch Allyn Inc (ECRI) | WAM | EKG WAM | Welch Allyn Inc (ECRI) | 114310222852 | Out Of Service | HQ
HQ1199 |  | OXYGEN CONCENTRATOR | CONCENTRATOR | AIRSEP CORP | INTENSITY | NEW LIFE | AIRSEP CORP | N0232502 | Retired | HQ
HQ1200 |  | OXYGEN CONCENTRATOR | CONCENTRATOR | AIRSEP CORP | INTENSITY | NEW LIFE | AIRSEP CORP | N0232486 | Retired | HQ
HQ1201 |  | OXYGEN CONCENTRATOR | CONCENTRATOR | AIRSEP CORP | INTENSITY | NEW LIFE | AIRSEP CORP | N0233268 | Retired | HQ
HQ1202 |  | OXYGEN CONCENTRATOR | CONCENTRATOR | AIRSEP CORP | INTENSIFY | NEW LIFE | AIRSEP CORP | BUB0115510233 | Retired | HQ
HQ1203 |  | OXYGEN CONCENTRATOR | CONCENTRATOR | AIRSEP CORP | VISION AIRE5 | VISION AIRE5 | AIRSEP CORP | BUB0115300475 | Retired | HQ
HQ1204 |  | OXYGEN CONCENTRATOR | CONCENTRATOR | AIRSEP CORP | INTENSITY | NEW LIFE | AIRSEP CORP | N0232524 | Retired | HQ
HQ1205 |  | OXYGEN CONCENTRATOR | CONCENTRATOR | AIRSEP CORP | VISION AIRE5 | VISION AIRE5 | AIRSEP CORP | BUB0115251382 | Retired | HQ
HQ1206 |  | OXYGEN CONCENTRATOR | CONCENTRATOR | AIRSEP CORP | VISION AIRE5 | VISION AIRE5 | AIRSEP CORP | BUB0115300707 | Retired | HQ
HQ1207 |  | OXYGEN CONCENTRATOR | CONCENTRATOR | AIRSEP CORP | VISION AIRE5 | VISION AIRE5 | AIRSEP CORP | BUB0115251215 | Retired | HQ
HQ1208 |  | OXYGEN CONCENTRATOR | CONCENTRATOR | AIRSEP CORP | INTENSIFY | NEW LIFE | AIRSEP CORP | BUB0115470493 | Retired | HQ
HQ1209 |  | OXYGEN CONCENTRATOR | CONCENTRATOR | AIRSEP CORP | INTENSITY | NEW LIFE | AIRSEP CORP | N0232530 | Retired | HQ
HQ1210 |  | OXYGEN CONCENTRATOR | CONCENTRATOR | AIRSEP CORP | INTENSITY | NEW LIFE | AIRSEP CORP | N0232529 | Retired | HQ
HQ1211 |  | OXYGEN CONCENTRATOR | CONCENTRATOR | AIRSEP CORP | INTENSITY | NEW LIFE | AIRSEP CORP | N0233199 | Retired | HQ
HQ1212 |  | OXYGEN CONCENTRATOR | CONCENTRATOR | AIRSEP CORP | INTENSITY | NEW LIFE | AIRSEP CORP | BUB0115510203 | Retired | HQ
HQ1213 |  | OXYGEN CONCENTRATOR | CONCENTRATOR | AIRSEP CORP | INTENSITY | NEW LIFE | AIRSEP CORP | N0232532 | Retired | HQ
HQ1214 |  | NEBULIZER | Nebulizers (ECRI) | DeVilbliss Healthcare (ECRI) | PulmoMate | PulmoMate | DeVilbliss Healthcare (ECRI) | D7049605 | Retired | HQ
HQ1215 |  | NEBULIZER | Nebulizers (ECRI) | DeVilbliss Healthcare (ECRI) | PulmoMate | PulmoMate | DeVilbliss Healthcare (ECRI) | D7051843 | Retired | HQ
HQ1217 | HQRP002 | THERMOMETER | THERMOMETER | Welch Allyn Inc (ECRI) | SURE TEMP PLUS | SURE TEMP PLUS | Welch Allyn Inc (ECRI) | 15432316 | Active | HQ
HQ1222 | HQHOB008 TO | Table, Examination/Treatment | Tables, Examination/Treatment (ECRI) | Midmark Corp (ECRI) | 100-024 | 100-024 | Midmark Corp (ECRI) | CD059500 | Retired | HQ
HQ1223 | HQHOB006 CH | ULTRASOUND UNIT | Scanning Systems, Ultrasound (ECRI) | GE Healthcare (ECRI) | LOGIQ 200 Pro | LOGIQ 200 Pro | GE Healthcare (ECRI) | 34169SM3 | Retired | HQ
HQ1225 | HQHOB003 CH | Table, Examination/Treatment | Tables, Examination/Treatment (ECRI) | Midmark Corp (ECRI) | 100-024 | 100-024 | Midmark Corp (ECRI) | CD059501 | Active | HQ
HQ1229 | HQRP015 | Electrocardiograph, Portable | Electrocardiographs, Multichannel (ECRI) | Midmark Corp (ECRI) | IQecg | IQecg | Midmark Corp (ECRI) | 445241 | Retired | HQ
HQ1242 | HQRP023 | GS Integrated Wall System | Ophthalmoscope/Otoscopes (ECRI) | Welch Allyn Inc (ECRI) | 901093 | Green Series 777 | Welch Allyn Inc (ECRI) | N/A | Retired | HQ
HQ1245 | HQRP023 | GS Integrated Wall System | Ophthalmoscope/Otoscopes (ECRI) | Welch Allyn Inc (ECRI) | 901093 | Green Series 777 | Welch Allyn Inc (ECRI) | N/A | Active | HQ
HQ1246 | HQRP002 | THERMOMETER | THERMOMETER | Welch Allyn Inc (ECRI) | SURE TEMP PLUS | SURE TEMP PLUS | Welch Allyn Inc (ECRI) |  | Active | HQ
HQ1252 | HQRP024 | Table, Examination/Treatment | Tables, Examination/Treatment (ECRI) | Midmark Corp (ECRI) | 204 | 204 | Midmark Corp (ECRI) | V1693432 | Active | HQ
HQ1258 |  | Centrifuge, Tabletop | Centrifuges, Tabletop (ECRI) | Drucker Diagnostics (ECRI) | 642E Quest | Horizon 642E Quest | Drucker Diagnostics (ECRI) | 520505-68 | Retired | HQ
HQ1259 |  | TABLE - EXAM/TREATMENT | TABLE - EXAM/TREATMENT | HAMILTON COMPANY | E-SERIES | E-SERIES | HAMILTON COMPANY | N/A | Retired | HQ
HQ1260 |  | THERMOMETER | THERMOMETER | Welch Allyn Inc (ECRI) | SURE TEMP PLUS | SURE TEMP PLUS | Welch Allyn Inc (ECRI) | 09200522 | Retired | HQ
HQ1264 | N0488 | BATH - WHIRLPOOL | Baths, Whirlpool (ECRI) | FERNO DIV FERNO-WASHINGTON INC | 500 | 500 | FERNO DIV FERNO-WASHINGTON INC | UNKN | Active | HQ
HQ1266 | V4079 | OXYGEN CONCENTRATOR | CONCENTRATOR | DeVilbliss Healthcare (ECRI) | 100 | 100 | DeVilbliss Healthcare (ECRI) | J714483DS | Retired | HQ
HQ1267 | REMI | Scanning System, Ultrasound | Scanning Systems, Ultrasound (ECRI) | GE Healthcare (ECRI) | Vivid E9 | Vivid E9 | GE Healthcare (ECRI) | VE9006016 | Active | HQ
HQ1268 | REMI | Scanning System, Ultrasound | Scanning Systems, Ultrasound (ECRI) | GE Healthcare (ECRI) | Vivid E9 | Vivid E9 | GE Healthcare (ECRI) | VE9009471 | Active | HQ
HQ1273 |  | RADIOFREQUENCY GENERATOR | ELECTROSURGICAL GENERATOR | Covidien Inc (ECRI) | ClosureRFG | ClosureRFG | Covidien Inc (ECRI) | 20151534PX16 | Active | HQ
HQ1278 |  | THERMOMETER | THERMOMETER | Welch Allyn Inc (ECRI) | SURE TEMP PLUS | SURE TEMP PLUS | Welch Allyn Inc (ECRI) | N/A | Active | HQ
HQ1287 |  | THERMOMETER | THERMOMETER | Welch Allyn Inc (ECRI) | SURE TEMP PLUS | SURE TEMP PLUS | Welch Allyn Inc (ECRI) | N/A | Active | HQ
HQ1295 |  | THERMOMETER | THERMOMETER | Welch Allyn Inc (ECRI) | SURE TEMP PLUS | SURE TEMP PLUS | Welch Allyn Inc (ECRI) | 15420737 | Active | HQ
HQ1312 |  | TRAINER, EMG | STIMULATOR - MUSCLE | Prometheus Group (ECRI) | PATHWAY TR-20 | PATHWAY TR-20 | Prometheus Group (ECRI) | 01091527 | Retired | HQ
HQ1315 |  | THERMOMETER | THERMOMETER | Welch Allyn Inc (ECRI) | SURE TEMP PLUS | SURE TEMP PLUS | Welch Allyn Inc (ECRI) | 10162498 | Active | HQ
HQ1316 | HQPOB024 | Table, Examination/Treatment | Tables, Examination/Treatment (ECRI) | Midmark Corp (ECRI) | 204 | 204 | Midmark Corp (ECRI) | V641154 | Retired | HQ
HQ1317 |  | Table, Examination/Treatment | Tables, Examination/Treatment (ECRI) | Midmark Corp (ECRI) | 204 | 204 | Midmark Corp (ECRI) | TGA001482 | Retired | HQ
HQ1318 | HQPOB044 | FETAL MONITOR | Monitors, Fetal (ECRI) | GE Healthcare (ECRI) | 170 | Corometrics | COROMETRICS MEDICAL SYSTEMS | SNV16326132PAS | Retired | HQ
HQ1319 | HQPOB044 | FETAL MONITOR | Monitors, Fetal (ECRI) | Cooper Surgical Inc (ECRI) | F3 | Fetal2EMR | Cooper Surgical Inc (ECRI) | 330070-M13904250014 | Retired | HQ
HQ1320 |  | DOPPLER | DOPPLER | SUMMIT DOPPLER SYSTEMS | L250 | LifeDop | SUMMIT DOPPLER SYSTEMS | 2015060294 | Active | HQ
HQ1321 |  | DOPPLER | DOPPLER | SUMMIT DOPPLER SYSTEMS | L250 | LifeDop | SUMMIT DOPPLER SYSTEMS | 2016100079 | Active | HQ
HQ1322 | HQH027 CHAN | Centrifuge, Tabletop | Centrifuges, Tabletop (ECRI) | Drucker Diagnostics (ECRI) | 642E Quest | Horizon 642E Quest | Drucker Diagnostics (ECRI) | 520709-827 | Active | HQ
HQ1328 |  | GS Integrated Wall System | Ophthalmoscope/Otoscopes (ECRI) | Welch Allyn Inc (ECRI) | 901093 | Green Series 777 | Welch Allyn Inc (ECRI) | N/A | Active | HQ
HQ1329 |  | Table, Examination/Treatment | Tables, Examination/Treatment (ECRI) | Midmark Corp (ECRI) | 204 | 204 | Midmark Corp (ECRI) | V1713761 | Active | HQ
HQ1344 |  | GS Integrated Wall System | Ophthalmoscope/Otoscopes (ECRI) | Welch Allyn Inc (ECRI) | 901093 | Green Series 777 | Welch Allyn Inc (ECRI) | N/A | Active | HQ
HQ1345 | HQK007 CHAN | Table, Examination/Treatment | Tables, Examination/Treatment (ECRI) | Midmark Corp (ECRI) | 204 | 204 | Midmark Corp (ECRI) | V915125 | Active | HQ
HQ1348 |  | Centrifuge, Tabletop | Centrifuges, Tabletop (ECRI) | Drucker Diagnostics (ECRI) | 642E Quest | Horizon 642E Quest | Drucker Diagnostics (ECRI) | 521112-1472 | Active | HQ
HQ1349 |  | PEDIATRIC SCALE | SCALE - INFANT | DETECTO SCALE COMPANY | MB130 | MB130 | DETECTO SCALE COMPANY | C12025492 | Retired | HQ
HQ1360 | hq1360 chan | CART - VIDEO | CART - EQUIPMENT | Hologic Inc (ECRI) | THS-01472 | THS-01472 | Hologic Inc (ECRI) | NW1562 | Active | HQ
HQ1361 |  | DOPPLER | DOPPLER | SUMMIT DOPPLER SYSTEMS | L250 | LifeDop | SUMMIT DOPPLER SYSTEMS | LD019230 | Active | HQ
HQ1362 |  | DOPPLER | DOPPLER | SUMMIT DOPPLER SYSTEMS | L250 | LifeDop | SUMMIT DOPPLER SYSTEMS | 7131145 | Active | HQ
HQ1363 |  | DOPPLER | DOPPLER | SUMMIT DOPPLER SYSTEMS | L250 | LifeDop | SUMMIT DOPPLER SYSTEMS | LD019188 | Active | HQ
HQ1364 |  | THERMOMETER | THERMOMETER | Welch Allyn Inc (ECRI) | SURE TEMP PLUS | SURE TEMP PLUS | Welch Allyn Inc (ECRI) | 07379389 | Active | HQ
HQ1366 |  | FETAL MONITOR | Monitors, Fetal (ECRI) | Cooper Surgical Inc (ECRI) | F3 | Fetal2EMR | Cooper Surgical Inc (ECRI) | 330070-M13801310045 | Retired | HQ
HQ1367 |  | GS Integrated Wall System | Ophthalmoscope/Otoscopes (ECRI) | Welch Allyn Inc (ECRI) | 901093 | Green Series 777 | Welch Allyn Inc (ECRI) | 120523 | Retired | HQ
HQ1368 |  | DOPPLER | DOPPLER | SUMMIT DOPPLER SYSTEMS | L250 | LifeDop |  | 10140244 | Active | HQ
HQ1370 | SIEMENS | Scanning System, Gamma Camera | Scanning Systems, Gamma Camera, SPECT (ECRI) | Siemens Healthcare (ECRI) | c.cam | c.cam | Siemens Healthcare (ECRI) | 5032104 (1229) | Retired | HQ
HQ1375 | HQH024 | THERMOMETER | THERMOMETER | Welch Allyn Inc (ECRI) | SURE TEMP PLUS | SURE TEMP PLUS | Welch Allyn Inc (ECRI) | 15390078 | Active | HQ
HQ1379 |  | THERMOMETER | THERMOMETER | Welch Allyn Inc (ECRI) | SURE TEMP PLUS | SURE TEMP PLUS | Welch Allyn Inc (ECRI) | 13340404 | Active | HQ
HQ1380 |  | OXYGEN CONCENTRATOR | CONCENTRATOR | AIRSEP CORP | INTENSITY | NEW LIFE | AIRSEP CORP | N0232489 | Retired | HQ
HQ1381 |  | PATIENT LIFT | LIFT - PATIENT | Arjo Inc (ECRI) | SARITA | SARITA | Arjo Inc (ECRI) | GB0697780189015 | Retired | HQ
HQ1382 |  | PATIENT LIFT | LIFT - PATIENT | Arjo Inc (ECRI) | SARITA | SARITA | Arjo Inc (ECRI) | GB0697780189016 | Retired | HQ
HQ1384 |  | PATIENT LIFT | LIFT - PATIENT | Liko Inc | SABINA II | SABINA II | Liko Inc | 462964 | Retired | HQ
HQ1385 | HQTH008 | SUCTION, PORTABLE | PUMP - SUCTION | SCHUCO INC | S330A | S330A | SCHUCO INC | SU12B00125 | Retired | HQ
HQ1386 | HQTH008 | SUCTION, PORTABLE | PUMP - SUCTION | SCHUCO INC | S330A | S330A | SCHUCO INC | SU15F02669 | Retired | HQ
HQ1388 |  | STIMULATOR, NERVE | STIMULATOR - MUSCLE | DJO Global Inc (ECRI) | Vitalstim | Vitalstim | CHATTANOOGA CORPORATION | 2008-2939 | Retired | HQ
HQ1391 |  | Sterilizing Unit, Tabletop | Sterilizing Units, Steam, Tabletop (ECRI) | Midmark Corp (ECRI) | M9-022 | M9 UltraClave | Midmark Corp (ECRI) | V1779666 | Retired | HQ
HQ1393 |  | Sterilizing Unit, Tabletop | Sterilizing Units, Steam, Tabletop (ECRI) | Midmark Corp (ECRI) | M3 | Ritter M3 | Midmark Corp (ECRI) | V1797424 | Retired | HQ
HQ1397 |  | AUDIOMETER | Audiometers (ECRI) | BELTONE | 110 | 110 | BELTONE | 3799 | Out Of Service | HQ
HQ1399 |  | SUCTION, PORTABLE | PUMP - SUCTION | Laerdal Medical Corp (ECRI) | LCSU4 | LCSU4 | Laerdal Medical Corp (ECRI) | 160606A0354 | Retired | HQ
HQ1400 |  | Monitor, Vital Signs | Monitors, Vital Signs (ECRI) | Welch Allyn Inc (ECRI) | LXI | Spot Vital Signs | Welch Allyn Inc (ECRI) | 20140706990 | Retired | HQ
HQ1401 |  | Centrifuge, Tabletop | Centrifuges, Tabletop (ECRI) | Drucker Diagnostics (ECRI) | 642E Quest | Horizon 642E Quest | Drucker Diagnostics (ECRI) | 520710-988 | Retired | HQ
HQ1402 |  | EXAM LIGHT | LIGHT - EXAMINATION | Burton Medical LLC (ECRI) | 31501 | 31501 | Burton Medical LLC (ECRI) | UV027090 | Retired | HQ
HQ1408 |  | Centrifuge, Tabletop | Centrifuges, Tabletop (ECRI) | Drucker Diagnostics (ECRI) | 642E Quest | Horizon 642E Quest | Drucker Diagnostics (ECRI) | 521112-1465 | Active | HQ
HQ1409 |  | STIMULATOR | STIMULATOR - MUSCLE | METTLER INSTRUMENT CORP | 228 | SysStim | METTLER INSTRUMENT CORP | 1116MS619 | Retired | HQ
HQ1412 | HQLAG027 | THERMOMETER | THERMOMETER | Welch Allyn Inc (ECRI) | SURE TEMP PLUS | SURE TEMP PLUS | Welch Allyn Inc (ECRI) | 11511742 | Active | HQ
HQ1413 |  | Monitor, Vital Signs | Monitors, Vital Signs (ECRI) | Welch Allyn Inc (ECRI) | LXI | Spot Vital Signs | Welch Allyn Inc (ECRI) | 20140706994 | Retired | HQ
HQ1414 |  | EXAM LIGHT | LIGHT - EXAMINATION | Burton Medical LLC (ECRI) | UV502 | UV502 | Burton Medical LLC (ECRI) | SN6817736 | Retired | HQ
HQ1415 | HQL009 | PULSE OXIMETER | DAN_PULSE OXIMETER | Masimo Corp (ECRI) | RAD 5V | RAD 5 | Masimo Corp (ECRI) | N78767 | Retired | HQ
HQ1416 |  | EKG | EKG/ECG MACHINE | BURDICK CORP DIV SIEMENS CORP | ELI 280 | ELI 280 | Mortara Instrument Inc | 113420178988 | Retired | HQ
HQ1417 |  | SUCTION, PORTABLE | PUMP - SUCTION | Laerdal Medical Corp (ECRI) | LCSU4 | LCSU4 | Laerdal Medical Corp (ECRI) | 131028A0411 | Retired | HQ
HQ1418 |  | Centrifuge, Tabletop | Centrifuges, Tabletop (ECRI) | Drucker Diagnostics (ECRI) | 642E Quest | Horizon 642E Quest | Drucker Diagnostics (ECRI) | 131013-1110 | Retired | HQ
HQ1419 | HQWAP039 | BREATH ANALYZER - ALCOHOL | Analyzers, Point-Of-Care, Breath, Alcohol (ECRI) | INTOXIMETERS | RBT IV | RBT IV | INTOXIMETERS | 054640 | Retired | HQ
HQ1420 | HQWAP039 | BREATH ANALYZER - ALCOHOL | Analyzers, Point-Of-Care, Breath, Alcohol (ECRI) | INTOXIMETERS | RBT IV | RBT IV | INTOXIMETERS | VS063D | Retired | HQ
HQ1457 |  | Scale, Floor | Scales, Floor (ECRI) | Tanita Corp (ECRI) | BWB-800 | BWB-800 | Tanita Corp (ECRI) | N/A | Retired | HQ
HQ1463 |  | BICYCLE | Exercisers, Bicycle (ECRI) | SCIFIT (ECRI) | ISO7000 | ISO7000 | Full Vision Inc (ECRI) | 472-000219 | Retired | HQ
HQ1464 |  | FETAL MONITOR | Monitors, Fetal (ECRI) | GE Healthcare (ECRI) | 170 | Corometrics | COROMETRICS MEDICAL SYSTEMS | SNV16306028PAS | Retired | HQ
HQ1465 |  | LIGHT SOURCE | LIGHT SOURCE - ENDOSCOPIC | BR Surgical LLC (ECRI) | MH250 | MH250 | BR Surgical LLC (ECRI) | 932462 | Retired | HQ
HQ1466 |  | CAMERA | CAMERA - VIDEO | BR Surgical LLC (ECRI) | MCAM2950C | MCAM2950C | BR Surgical LLC (ECRI) | 933835 | Retired | HQ
HQ1472 |  | LIGHT - EXAMINATION | LIGHT - EXAMINATION | Brewer Co (ECRI) | 15100 | 15100 | Brewer Co (ECRI) | N/A | Active | HQ
HQ1496 |  | DEFIBRILLATOR - AED | Defibrillators, External, Auto (ECRI) | ZOLL Medical Corp (ECRI) | AED | AED | ZOLL Medical Corp (ECRI) | X15C746243 | Active | HQ
HQ1497 |  | SEATED STEPPER | EXERCISER - STEPPER - SEATED | NuStep LLC (ECRI) | T4R | T4R | NuStep LLC (ECRI) | T4R522923 | Retired | HQ
HQ1503 |  | Light, Examination | Lights, Examination (ECRI) | Welch Allyn Inc (ECRI) | GS 300 | GS 300 |  | N/A | Active | HQ
HQ1511 |  | VITAL SIGN MONITOR | MONITOR - VITAL SIGN | Welch Allyn Inc (ECRI) | 53N00 | 300 Series | Welch Allyn Inc (ECRI) | JA0031010 | Retired | HQ
HQ1513 |  | Electrosurgical Analyzer | Test, Equipment (ECRI) | Fluke Biomedical (ECRI) | QA-ES III | QA-ES III | Fluke Biomedical (ECRI) | 3913004 | Retired | HQ
HQ1514 |  | Electrical Multimeter | Test, Equipment (ECRI) | Fluke Biomedical (ECRI) | 87-V | 87-V True RMS | Fluke Biomedical (ECRI) | 38850538 | Retired | HQ
HQ1515 |  | Defibrillator Analyzer | Test, Equipment (ECRI) | Fluke Biomedical (ECRI) | Impulse 7000DP | Impulse 7000DP | Fluke Biomedical (ECRI) | 3900561 | Retired | HQ
HQ1516 |  | ECG TESTER | TESTER - OTHER | Pronk Technologies Inc (ECRI) | SC-5 | SIMCUBE | Pronk Technologies Inc (ECRI) | 9170 | Active | HQ
HQ1517 |  | MULTIPARAM PATIENT SIMULATOR | TESTER - OTHER | Pronk Technologies Inc (ECRI) | SL-8 | SIMSLIM | Pronk Technologies Inc (ECRI) | 5575 | Retired | HQ
HQ1518 |  | PRESSURE METER | TESTER - OTHER | Fluke Biomedical (ECRI) | DPM2PLUS | DMP2PLUS | Fluke Biomedical (ECRI) | 3905032 | Retired | HQ
HQ1521 |  | SCALE | SCALE | Seca NA (ECRI) | SCALE |  | Seca NA (ECRI) | 5769120168032 | Retired | HQ
HQ1525 |  | Electrocardiograph, Portable | Electrocardiographs, Multichannel (ECRI) | Midmark Corp (ECRI) | IQecg | IQecg | Midmark Corp (ECRI) | 481468 | Retired | HQ
HQ1531 |  | Table, Examination/Treatment | Tables, Examination/Treatment (ECRI) | Midmark Corp (ECRI) | 204 | 204 | Midmark Corp (ECRI) | V1850398 | Active | HQ
HQ1532 |  | GS Integrated Wall System | Ophthalmoscope/Otoscopes (ECRI) | Welch Allyn Inc (ECRI) | 901093 | Green Series 777 | Welch Allyn Inc (ECRI) | N/A | Retired | HQ
HQ1534 |  | Centrifuge, Tabletop | Centrifuges, Tabletop (ECRI) | Drucker Diagnostics (ECRI) | 642E Quest | Horizon 642E Quest | Drucker Diagnostics (ECRI) | 520908-636 | Retired | HQ
HQ1535 |  | Battery/Dock Charger | Battery/Dock Chargers (ECRI) | Welch Allyn Inc (ECRI) | 71110 | 71110 | Welch Allyn Inc (ECRI) | N/A | Retired | HQ
HQ1538 |  | Electrocardiograph, Portable | Electrocardiographs, Multichannel (ECRI) | Midmark Corp (ECRI) | IQecg | IQecg | Midmark Corp (ECRI) | 481301 | Active | HQ
HQ1539 |  | DEFIBRILLATOR - AED | Defibrillators, External, Auto (ECRI) | ZOLL Medical Corp (ECRI) | AED | AED | ZOLL Medical Corp (ECRI) | X17H950583 | Active | HQ
HQ1540 |  | CONTROL STATION | CONTROL STATION | KONICA IMAGING INC. | CS-7 (1195) | CS-7 (1195) | KONICA IMAGING INC. | 2UA24913SS | Retired | HQ
HQ1541 | REMI | RAD/B | RADIOGRAPHIC UNIT | DEL MEDICAL | CM40KW | CM40KW | DEL MEDICAL | CPD04281H08 | Retired | HQ
HQ1553 |  | TABLE - EXAM/TREATMENT | TABLE - EXAM/TREATMENT | CHATTANOOGA CORPORATION | 400006 | 400006 | CHATTANOOGA CORPORATION | 0288-2646 | Active | HQ
HQ1555 | SIEMENS | ULTRASOUND UNIT | Scanning Systems, Ultrasound (ECRI) | Siemens Healthcare (ECRI) | SC2000 | ACUSON SC2000 | Siemens Healthcare (ECRI) | 404160 | Active | HQ
HQ1560 |  | Electrocardiograph, Portable | Electrocardiographs, Multichannel (ECRI) | Midmark Corp (ECRI) | IQecg | IQecg | Midmark Corp (ECRI) | 474839 | Active | HQ
HQ1562 |  | TENS UNIT | STIMULATOR - NERVE | CHATTANOOGA CORPORATION | PRIMERA | PRIMERA | CHATTANOOGA CORPORATION | 018941 | Active | HQ
HQ1563 |  | TENS UNIT | STIMULATOR - NERVE | CHATTANOOGA CORPORATION | PRIMERA | PRIMERA | CHATTANOOGA CORPORATION | 019194 | Active | HQ
HQ1564 |  | TENS UNIT | STIMULATOR - NERVE | CHATTANOOGA CORPORATION | PRIMERA | PRIMERA | CHATTANOOGA CORPORATION | 019191 | Active | HQ
HQ1565 |  | PORTABLE ASPIRATOR | PUMP - SUCTION | GOMCO SURGICAL | 4005 | 4005 | GOMCO SURGICAL | N/A | Active | HQ
HQ1566 |  | Chair, Examination/Treatment | Chairs, Examination/Treatment (ECRI) | Midmark Corp (ECRI) | 225-002 | 225-002 | Midmark Corp (ECRI) | v2011380 | Active | HQ
HQ1581 |  | THERMOMETER | THERMOMETER | Welch Allyn Inc (ECRI) | SURE TEMP PLUS | SURE TEMP PLUS | Welch Allyn Inc (ECRI) | 18185979 | Active | HQ
HQ1591 |  | Table, Examination/Treatment | Tables, Examination/Treatment (ECRI) | Midmark Corp (ECRI) | 204-011 | 204-011 | Midmark Corp (ECRI) | V2011838 | Active | HQ
HQ1597 |  | DIGITAL SCALE | SCALE | Seca NA (ECRI) | 2001814003 | 2001814003 | Seca NA (ECRI) | 5769289175644 | Active | HQ
HQ1606 |  | THERMOMETER | THERMOMETER | Welch Allyn Inc (ECRI) | SURE TEMP PLUS | SURE TEMP PLUS | Welch Allyn Inc (ECRI) | 18185990 | Active | HQ
HQ1608 |  | DIGITAL SCALE | SCALE | Seca NA (ECRI) | 2001814003 | 2001814003 | Seca NA (ECRI) | 5769175171594 | Active | HQ
HQ1610 |  | THERMOMETER | THERMOMETER | Welch Allyn Inc (ECRI) | SURE TEMP PLUS | SURE TEMP PLUS | Welch Allyn Inc (ECRI) | 18186699 | Active | HQ
HQ1611 |  | Table, Examination/Treatment | Tables, Examination/Treatment (ECRI) | Midmark Corp (ECRI) | 204-011 | 204-011 | Midmark Corp (ECRI) | V1996285 | Active | HQ
HQ1614 |  | GS Integrated Wall System | Ophthalmoscope/Otoscopes (ECRI) | Welch Allyn Inc (ECRI) | 901093 | Green Series 777 | Welch Allyn Inc (ECRI) | N/A | Active | HQ
HQ1615 |  | THERMOMETER | THERMOMETER | Welch Allyn Inc (ECRI) | SURE TEMP PLUS | SURE TEMP PLUS | Welch Allyn Inc (ECRI) | 18166640 | Active | HQ
HQ1620 |  | THERMOMETER | THERMOMETER | Welch Allyn Inc (ECRI) | SURE TEMP PLUS | SURE TEMP PLUS | Welch Allyn Inc (ECRI) | 18186003 | Active | HQ
HQ1622 |  | THERMOMETER | THERMOMETER | Welch Allyn Inc (ECRI) | SURE TEMP PLUS | SURE TEMP PLUS | Welch Allyn Inc (ECRI) | 1890053 | Active | HQ
HQ1625 |  | THERMOMETER | THERMOMETER | Welch Allyn Inc (ECRI) | SURE TEMP PLUS | SURE TEMP PLUS | Welch Allyn Inc (ECRI) | 18157874 | Active | HQ
HQ1635 |  | THERMOMETER | THERMOMETER | Welch Allyn Inc (ECRI) | SURE TEMP PLUS | SURE TEMP PLUS | Welch Allyn Inc (ECRI) | 18185981 | Active | HQ
HQ1637 |  | THERMOMETER | THERMOMETER | Welch Allyn Inc (ECRI) | SURE TEMP PLUS | SURE TEMP PLUS | Welch Allyn Inc (ECRI) | 18157716 | Active | HQ
HQ1638 |  | GS Integrated Wall System | Ophthalmoscope/Otoscopes (ECRI) | Welch Allyn Inc (ECRI) | 901093 | Green Series 777 | Welch Allyn Inc (ECRI) | N/A | Active | HQ
HQ1639 |  | Chair, Examination/Treatment | Chairs, Examination/Treatment (ECRI) | Midmark Corp (ECRI) | 224-002 | 224-002 | Midmark Corp (ECRI) | V2015982 | Active | HQ
HQ1641 |  | DIGITAL SCALE | SCALE | Seca NA (ECRI) | 2001814003 | 2001814003 | Seca NA (ECRI) | 5769100188497 | Active | HQ
HQ1642 |  | THERMOMETER | THERMOMETER | Welch Allyn Inc (ECRI) | SURE TEMP PLUS | SURE TEMP PLUS | Welch Allyn Inc (ECRI) | 18185992 | Active | HQ
HQ1644 |  | Chair, Examination/Treatment | Chairs, Examination/Treatment (ECRI) | Midmark Corp (ECRI) | 224-002 | 224-002 | Midmark Corp (ECRI) | v2016021 | Active | HQ
HQ1645 |  | Light, Examination | Lights, Examination (ECRI) | Welch Allyn Inc (ECRI) | GS 300 | GS 300 | Welch Allyn Inc (ECRI) | N/A | Active | HQ
HQ1646 |  | GS Integrated Wall System | Ophthalmoscope/Otoscopes (ECRI) | Welch Allyn Inc (ECRI) | 901093 | Green Series 777 | Welch Allyn Inc (ECRI) | N/A | Active | HQ
HQ1650 |  | Light, Examination | Lights, Examination (ECRI) | Welch Allyn Inc (ECRI) | GS 300 | GS 300 | Welch Allyn Inc (ECRI) | N/A | Active | HQ
HQ1655 |  | DIGITAL SCALE | SCALE | Seca NA (ECRI) | 2001814003 | 2001814003 | Seca NA (ECRI) | 5769100188504 | Active | HQ
HQ1662 |  | GS Integrated Wall System | Ophthalmoscope/Otoscopes (ECRI) | Welch Allyn Inc (ECRI) | 901093 | Green Series 777 | Welch Allyn Inc (ECRI) | N/A | Active | HQ
HQ1663 |  | Light, Examination | Lights, Examination (ECRI) | Midmark Corp (ECRI) | 253-012 | 253-012 | Midmark Corp (ECRI) | V2019030 | Active | HQ
HQ1664 |  | DIGITAL SCALE | SCALE | Seca NA (ECRI) | 2001814003 | 2001814003 | Seca NA (ECRI) | 5769100188503 | Active | HQ
HQ1667 |  | LIGHT - EXAMINATION | LIGHT - EXAMINATION | Welch Allyn Inc (ECRI) | 8000 | ILLUMINATOR | Welch Allyn Inc (ECRI) | 901070 | Retired | HQ
HQ1668 |  | THERMOMETER | THERMOMETER | Welch Allyn Inc (ECRI) | SURE TEMP PLUS | SURE TEMP PLUS | Welch Allyn Inc (ECRI) | 18185966 | Active | HQ
HQ1669 |  | GS Integrated Wall System | Ophthalmoscope/Otoscopes (ECRI) | Welch Allyn Inc (ECRI) | 901093 | Green Series 777 | Welch Allyn Inc (ECRI) | N/A | Active | HQ
HQ1670 |  | Light, Examination | Lights, Examination (ECRI) | Midmark Corp (ECRI) | 253-012 | 253-012 | Midmark Corp (ECRI) | V2019006 | Active | HQ
HQ1671 |  | DIGITAL SCALE | SCALE | Seca NA (ECRI) | 2001814003 | 2001814003 | Seca NA (ECRI) | 5769100188495 | Active | HQ
HQ1674 |  | THERMOMETER | THERMOMETER | Welch Allyn Inc (ECRI) | SURE TEMP PLUS | SURE TEMP PLUS | Welch Allyn Inc (ECRI) | 18157425 | Active | HQ
HQ1677 |  | Monitor, Fetal | Monitors, Fetal (ECRI) | GE Healthcare (ECRI) | Corometrics 120 | Corometrics 120 | GE Healthcare (ECRI) | SNV18290053PAS | Active | HQ
HQ1682 |  | DIGITAL SCALE | SCALE | Seca NA (ECRI) | 2001814003 | 2001814003 | Seca NA (ECRI) | 5769071188861 | Active | HQ
HQ1683 |  | BMI ANALYZER | SCALE | DETECTO SCALE COMPANY | MV1 | MedVue | DETECTO SCALE COMPANY | E09914-0075 | Retired | HQ
HQ1687 |  | THERMOMETER | THERMOMETER | Welch Allyn Inc (ECRI) | SURE TEMP PLUS | SURE TEMP PLUS | Welch Allyn Inc (ECRI) | 18185971 | Active | HQ
HQ1690 |  | Light, Examination | Lights, Examination (ECRI) | Welch Allyn Inc (ECRI) | GS 300 | GS 300 | Welch Allyn Inc (ECRI) | N/A | Active | HQ
HQ1692 |  | THERMOMETER | THERMOMETER | Welch Allyn Inc (ECRI) | SURE TEMP PLUS | SURE TEMP PLUS | Welch Allyn Inc (ECRI) | 18090376 | Active | HQ
HQ1694 |  | GS Integrated Wall System | Ophthalmoscope/Otoscopes (ECRI) | Welch Allyn Inc (ECRI) | 901093 | Green Series 777 | Welch Allyn Inc (ECRI) | N/A | Active | HQ
HQ1695 |  | THERMOMETER | THERMOMETER | Welch Allyn Inc (ECRI) | SURE TEMP PLUS | SURE TEMP PLUS | Welch Allyn Inc (ECRI) | 17165663 | Active | HQ
HQ1697 |  | GS Integrated Wall System | Ophthalmoscope/Otoscopes (ECRI) | Welch Allyn Inc (ECRI) | 901093 | Green Series 777 | Welch Allyn Inc (ECRI) | N/A | Active | HQ
HQ1698 |  | Table, Examination/Treatment | Tables, Examination/Treatment (ECRI) | Midmark Corp (ECRI) | 204-011 | 204-011 | Midmark Corp (ECRI) | V1996306 | Active | HQ
HQ1699 |  | Light, Examination | Lights, Examination (ECRI) | Welch Allyn Inc (ECRI) | GS 300 | GS 300 | Welch Allyn Inc (ECRI) | N/A | Active | HQ
HQ1700 |  | DIGITAL SCALE | SCALE | Seca NA (ECRI) | 2001814003 | 2001814003 | Seca NA (ECRI) | 5769071188869 | Active | HQ
HQ1702 |  | ELECTROCAUTERY UNIT | ELECTROCAUTERY UNIT | Geiger Medical (ECRI) | 150A | CAUTERY | Geiger Medical (ECRI) | 18150A0014 | Retired | HQ
HQ1703 |  | WALL TRANSFORMER | OTOSCOPE | Welch Allyn Inc (ECRI) | 7670-01 | 7670-01 | Welch Allyn Inc (ECRI) | N/A | Retired | HQ
HQ1705 |  | Table, Examination/Treatment | Tables, Examination/Treatment (ECRI) | Midmark Corp (ECRI) | 222 | 222 | Midmark Corp (ECRI) | RH001374 | Retired | HQ
HQ1706 |  | THERMOMETER | THERMOMETER | Welch Allyn Inc (ECRI) | SURE TEMP PLUS | SURE TEMP PLUS | Welch Allyn Inc (ECRI) | 1659308 | Retired | HQ
HQ1707 |  | WALL TRANSFORMER | OTOSCOPE | Welch Allyn Inc (ECRI) | 74710 | 74710 | Welch Allyn Inc (ECRI) | N/A | Retired | HQ
HQ1709 |  | WALL TRANSFORMER | OTOSCOPE | Welch Allyn Inc (ECRI) | 7670-01 | 7670-01 | Welch Allyn Inc (ECRI) | N/A | Retired | HQ
HQ1710 |  | THERMOMETER | THERMOMETER | Welch Allyn Inc (ECRI) | SURE TEMP PLUS | SURE TEMP PLUS | Welch Allyn Inc (ECRI) | 16262299 | Retired | HQ
HQ1711 |  | EXAM TABLE | TABLE - EXAM/TREATMENT | Brewer Co (ECRI) | AM45-MAUVE | TABLE, EXAM | Brewer Co (ECRI) | BT009111 | Retired | HQ
HQ1712 |  | WALL TRANSFORMER | OTOSCOPE | Welch Allyn Inc (ECRI) | 7670-01 | 7670-01 | Welch Allyn Inc (ECRI) | N/A | Retired | HQ
HQ1713 |  | THERMOMETER | THERMOMETER | Welch Allyn Inc (ECRI) | SURE TEMP PLUS | SURE TEMP PLUS | Welch Allyn Inc (ECRI) | 17399449 | Active | HQ
HQ1714 |  | Table, Examination/Treatment | Tables, Examination/Treatment (ECRI) | Midmark Corp (ECRI) | 104 | 104 | Midmark Corp (ECRI) | CD095651 | Retired | HQ
HQ1715 |  | WALL TRANSFORMER | OTOSCOPE | Welch Allyn Inc (ECRI) | 7670-01 | 7670-01 | Welch Allyn Inc (ECRI) | n/a | Retired | HQ
HQ1716 |  | THERMOMETER | THERMOMETER | Welch Allyn Inc (ECRI) | SURE TEMP PLUS | SURE TEMP PLUS | Welch Allyn Inc (ECRI) | 16270821 | Retired | HQ
HQ1717 |  | Table, Examination/Treatment | Tables, Examination/Treatment (ECRI) | Midmark Corp (ECRI) | 104 | 104 | Midmark Corp (ECRI) | KC037471 | Retired | HQ
HQ1718 |  | WALL TRANSFORMER | OTOSCOPE | Welch Allyn Inc (ECRI) | 7670-01 | 7670-01 | Welch Allyn Inc (ECRI) | N/A | Retired | HQ
HQ1719 |  | THERMOMETER | THERMOMETER | Welch Allyn Inc (ECRI) | SURE TEMP PLUS | SURE TEMP PLUS | Welch Allyn Inc (ECRI) | 16466611 | Retired | HQ
HQ1721 |  | WALL TRANSFORMER | OTOSCOPE | Welch Allyn Inc (ECRI) | 7670-01 | 7670-01 | Welch Allyn Inc (ECRI) | N/A | Retired | HQ
HQ1722 |  | THERMOMETER | THERMOMETER | Welch Allyn Inc (ECRI) | SURE TEMP PLUS | SURE TEMP PLUS | Welch Allyn Inc (ECRI) | 17390208 | Out Of Service | HQ
HQ1724 |  | WALL TRANSFORMER | OTOSCOPE | Welch Allyn Inc (ECRI) | 7670-01 | 7670-01 | Welch Allyn Inc (ECRI) | N/A | Retired | HQ
HQ1725 |  | THERMOMETER | THERMOMETER | Welch Allyn Inc (ECRI) | SURE TEMP PLUS | SURE TEMP PLUS | Welch Allyn Inc (ECRI) | 18185003 | Retired | HQ
HQ1727 |  | WALL TRANSFORMER | OTOSCOPE | Welch Allyn Inc (ECRI) | 7670-01 | 7670-01 | Welch Allyn Inc (ECRI) | N/A | Retired | HQ
HQ1728 |  | THERMOMETER | THERMOMETER | Welch Allyn Inc (ECRI) | SURE TEMP PLUS | SURE TEMP PLUS | Welch Allyn Inc (ECRI) | 17390337 | Out Of Service | HQ
HQ1729 |  | Table, Examination/Treatment | Tables, Examination/Treatment (ECRI) | Midmark Corp (ECRI) | 204 | 204 | Midmark Corp (ECRI) | V1643555 | Active | HQ
HQ1730 |  | Electrocardiograph, Portable | Electrocardiographs, Multichannel (ECRI) | Midmark Corp (ECRI) | IQECG | IQecg | Midmark Corp (ECRI) | 475659 | Retired | HQ
HQ1731 |  | Electrocardiograph, Portable | Electrocardiographs, Multichannel (ECRI) | Midmark Corp (ECRI) | IQECG | IQecg | Midmark Corp (ECRI) | 478691 | Retired | HQ
HQ1734 | REMI | Scanning System, Ultrasound | Scanning Systems, Ultrasound (ECRI) | GE Healthcare (ECRI) | LOGIQ E9 | LOGIQ E9 | GE Healthcare (ECRI) | 203778US6 | Active | HQ
HQ1736 |  | COMPRESSION UNIT | COMPRESSION UNIT - INTERMITTENT | ACI Medical LLC (ECRI) | VP-25 | VENAPULSE | ACI Medical LLC (ECRI) | PD3-3115 | Retired | HQ
HQ1740 |  | Exerciser, Elliptical | Exercisers, Elliptical (ECRI) | SCIFIT (ECRI) | REX7000 | REX7000 | SCIFIT (ECRI) | 990-007673 | Retired | HQ
HQ1745 |  | AMPLIFIER | EMG MACHINE | Natus Medical Inc (ECRI) | S1000 | ULTRA PRO | Natus Medical Inc (ECRI) | 5278 | Retired | HQ
HQ1746 | REMI | Scanning System, Ultrasound | Scanning Systems, Ultrasound (ECRI) | GE Healthcare (ECRI) | LOGIQ S8 | LOGIQ S8 | GE Healthcare (ECRI) | LS8275970 | Active | HQ
HQ1747 |  | VASCULAR DOPPLER | DOPPLER | Unetixs Vascular Inc (ECRI) | MULTI LAB | MULTI LAB | Unetixs Vascular Inc (ECRI) | MLS2L1823TI | Active | HQ
HQ1748 |  | ASPIRATORS | PUMP - SUCTION | GOMCO SURGICAL | 791 | 791 | GOMCO SURGICAL | 20150106007 | Retired | HQ
HQ1749 |  | VASCULAR DOPPLER | DOPPLER | Unetixs Vascular Inc (ECRI) | MULTI LAB | MULTI LAB | Unetixs Vascular Inc (ECRI) | MLS2C471 | Retired | HQ
HQ1750 |  | ASPIRATORS | PUMP - SUCTION | GOMCO SURGICAL | 791 | 791 | GOMCO SURGICAL | 20130828001 | Retired | HQ
HQ1751 |  | DEFIBRILLATOR | Defibrillators (ECRI) | DEFIBTECH | AED | LIFELINE | DEFIBTECH | UNK | Retired | HQ
HQ1752 | REMI | Scanning System, Ultrasound | Scanning Systems, Ultrasound (ECRI) | Philips Ultrasound Inc (ECRI) | CX50 | CX50 | Philips Ultrasound Inc (ECRI) | SGD1305540 | Active | HQ
HQ1753 | REMI | Scanning System, Ultrasound | Scanning Systems, Ultrasound (ECRI) | GE Healthcare (ECRI) | LOGIQ i | LOGIQ i | GE Healthcare (ECRI) | 55158WX0 | Retired | HQ
HQ1758 |  | OXYGEN CONCENTRATOR | CONCENTRATOR | DeVilbliss Healthcare (ECRI) | 1025DS | DRIVE | DeVilbliss Healthcare (ECRI) | A17C120056DS | Retired | HQ
HQ1759 |  | OXYGEN CONCENTRATOR | CONCENTRATOR | DeVilbliss Healthcare (ECRI) | 525DS-Q | DRIVER | DeVilbliss Healthcare (ECRI) | R009598DS | Retired | HQ
HQ1761 |  | MICROSCOPE | Microscopes, Laboratory (ECRI) | Seiler Instrument (ECRI) | MICROLUX | MICROLUX | Seiler Instrument (ECRI) | 9604882 | Retired | HQ
HQ1762 |  | LIFT - PATIENT | LIFT - PATIENT | Hillrom Co Inc (ECRI) | 2040044 | VIKING L | Hillrom Co Inc (ECRI) | 9500426 | Retired | HQ
HQ1768 | REMI | Scanning System, Ultrasound | Scanning Systems, Ultrasound (ECRI) | GE Healthcare (ECRI) | Vivid E9 | Vivid E9 | GE Healthcare (ECRI) | VE9005952 | Active | HQ
HQ1769 |  | AUTOCLAVE | STERILIZER | Tuttnauer USA Co Ltd (ECRI) | 2540EA | STEAM STERILIZER | Tuttnauer USA Co Ltd (ECRI) | 15021887 | Retired | HQ
HQ1770 |  | Monitor, Fetal | Monitors, Fetal (ECRI) | GE Healthcare (ECRI) | Corometrics 172 | Corometrics 172 | GE Healthcare (ECRI) | SNV18480009PAS | Active | HQ
HQ1775 |  | Table, Examination/Treatment | Tables, Examination/Treatment (ECRI) | Midmark Corp (ECRI) | 204-001 | 204-001 |  | V1748710 | Active | HQ
HQ1778 |  | Sterilizing Unit, Tabletop | Sterilizing Units, Steam, Tabletop (ECRI) | Midmark Corp (ECRI) | M9-022 | M9 UltraClave | Midmark Corp (ECRI) | V808392 | Retired | HQ
HQ1780 | REMI | Scanning System, Ultrasound | Scanning Systems, Ultrasound (ECRI) | GE Healthcare (ECRI) | Voluson E6 | Voluson E6 | GE Healthcare (ECRI) | E12196 | Active | HQ
HQ1783 |  | Light, Examination | Lights, Examination (ECRI) | Welch Allyn Inc (ECRI) | GS IV | GS Exam Light IV | Welch Allyn Inc (ECRI) | n/a | Retired | HQ
HQ1785 |  | Light, Examination | Lights, Examination (ECRI) | Welch Allyn Inc (ECRI) | GS IV | GS Exam Light IV | Welch Allyn Inc (ECRI) | N/A | Active | HQ
HQ1789 |  | CENTRIFUGE | Centrifuges, Tabletop (ECRI) | Drucker Diagnostics (ECRI) | HORIZON | HORIZON | Drucker Diagnostics (ECRI) | 190708AAS008 | Retired | HQ
HQ1790 |  | CENTRIFUGE | Centrifuges, Tabletop (ECRI) | Drucker Diagnostics (ECRI) | HORIZON | HORIZON 12 | Drucker Diagnostics (ECRI) | 190708AA004 | Active | HQ
HQ1798 |  | Infusion Pump, Enteral Feeding | Infusion Pumps, Enteral Feeding (ECRI) | Covidien Inc (ECRI) | Kangaroo ePUMP | Kangaroo ePUMP | Covidien Inc (ECRI) |  | Retired | HQ
HQ1803 |  | Defibrillator, External, Auto | Defibrillators, External, Auto (ECRI) | ZOLL Medical Corp (ECRI) | AED Plus | AED Plus | ZOLL Medical Corp (ECRI) | X15C746975 | Active | HQ
HQ1810 |  | DEFIBRILLATOR | Defibrillators (ECRI) | ZOLL Medical Corp (ECRI) | R SERIES | R SERIES | ZOLL Medical Corp (ECRI) | AF16D055373 | Retired | HQ
HQ1811 |  | AUTOCLAVE | STERILIZER | Midmark Corp (ECRI) | M9 | ULTRACLAVE | Midmark Corp (ECRI) | OM005186 | Retired | HQ
HQ1817 |  | Electrocardiograph, Portable | Electrocardiographs, Multichannel (ECRI) | Midmark Corp (ECRI) | IQECG | IQecg | Midmark Corp (ECRI) | 482955 | Retired | HQ
HQ1818 |  | Electrocardiograph, Portable | Electrocardiographs, Multichannel (ECRI) | Midmark Corp (ECRI) | IQECG | IQecg | Midmark Corp (ECRI) | 476976 | Retired | HQ
HQ1821 |  | THERMOMETER | THERMOMETER | Welch Allyn Inc (ECRI) | SURE TEMP PLUS | SURE TEMP PLUS | Welch Allyn Inc (ECRI) | 19403749 | Active | HQ
HQ1824 |  | THERMOMETER | THERMOMETER | Welch Allyn Inc (ECRI) | SURE TEMP PLUS | SURE TEMP PLUS | Welch Allyn Inc (ECRI) | 19234960 | Active | HQ
HQ1829 |  | THERMOMETER | THERMOMETER | Welch Allyn Inc (ECRI) | SURE TEMP PLUS | SURE TEMP PLUS | Welch Allyn Inc (ECRI) | 19305384 | Active | HQ
HQ1834 |  | THERMOMETER | THERMOMETER | Welch Allyn Inc (ECRI) | SURE TEMP PLUS | SURE TEMP PLUS | Welch Allyn Inc (ECRI) | 19053291 | Active | HQ
HQ1837 |  | THERMOMETER | THERMOMETER | Welch Allyn Inc (ECRI) | SURE TEMP PLUS | SURE TEMP PLUS | Welch Allyn Inc (ECRI) | 19053303 | Active | HQ
HQ1839 |  | THERMOMETER | THERMOMETER | Welch Allyn Inc (ECRI) | SURE TEMP PLUS | SURE TEMP PLUS | Welch Allyn Inc (ECRI) | 19053706 | Active | HQ
HQ1845 |  | Table, Examination/Treatment | Tables, Examination/Treatment (ECRI) | Midmark Corp (ECRI) | 204-011 | 204-011 | Midmark Corp (ECRI) | V2156317 | Retired | HQ
HQ1847 |  | GS Integrated Wall System | Ophthalmoscope/Otoscopes (ECRI) | Welch Allyn Inc (ECRI) | 901093 | Green Series 777 | Welch Allyn Inc (ECRI) | 19091 | Active | HQ
HQ1848 |  | Scale, Floor | Scales, Floor (ECRI) | Seca NA (ECRI) | 769 | 769 | Seca NA (ECRI) | 10000000247352 | Active | HQ
HQ1852 |  | Module, Electrocardiograph | Modules, Electrocardiographs (ECRI) | Welch Allyn Inc (ECRI) | WAM | EKG WAM | Welch Allyn Inc (ECRI) | 119400001811 | Retired | HQ
HQ1853 |  | THERMOMETER | THERMOMETER | Welch Allyn Inc (ECRI) | SURE TEMP PLUS | SURE TEMP PLUS | Welch Allyn Inc (ECRI) | 19248327 | Active | HQ
HQ1854 |  | GS Integrated Wall System | Ophthalmoscope/Otoscopes (ECRI) | Welch Allyn Inc (ECRI) | 901093 | Green Series 777 | Welch Allyn Inc (ECRI) | N/A | Retired | HQ
HQ1855 |  | Table, Examination/Treatment | Tables, Examination/Treatment (ECRI) | Midmark Corp (ECRI) | 204-011 | 204-011 | Midmark Corp (ECRI) | V2138190 | Retired | HQ
HQ1856 |  | Scale, Floor | Scales, Floor (ECRI) | Seca NA (ECRI) | 769 | 769 | Seca NA (ECRI) | 10000000193352 | Retired | HQ
HQ1858 |  | GS Integrated Wall System | Ophthalmoscope/Otoscopes (ECRI) | Welch Allyn Inc (ECRI) | 901093 | Green Series 777 | Welch Allyn Inc (ECRI) | N/A | Retired | HQ
HQ1859 |  | Table, Examination/Treatment | Tables, Examination/Treatment (ECRI) | Midmark Corp (ECRI) | 204-011 | 204-011 | Midmark Corp (ECRI) | V2138247 | Retired | HQ
HQ1860 |  | Scale, Floor | Scales, Floor (ECRI) | Seca NA (ECRI) | 769 | 769 | Seca NA (ECRI) | 10000000220563 | Retired | HQ
HQ1861 |  | THERMOMETER | THERMOMETER | Welch Allyn Inc (ECRI) | SURE TEMP PLUS | SURE TEMP PLUS | Welch Allyn Inc (ECRI) | 19250427 | Retired | HQ
HQ1863 |  | Table, Examination/Treatment | Tables, Examination/Treatment (ECRI) | Midmark Corp (ECRI) | 204-011 | 204-011 | Midmark Corp (ECRI) | V2138220 | Retired | HQ
HQ1864 |  | Scale, Floor | Scales, Floor (ECRI) | Seca NA (ECRI) | 769 | 769 | Seca NA (ECRI) | 10000000220565 | Retired | HQ
HQ1865 |  | THERMOMETER | THERMOMETER | Welch Allyn Inc (ECRI) | SURE TEMP PLUS | SURE TEMP PLUS | Welch Allyn Inc (ECRI) | 19250430 | Retired | HQ
HQ1866 |  | GS Integrated Wall System | Ophthalmoscope/Otoscopes (ECRI) | Welch Allyn Inc (ECRI) | 901093 | Green Series 777 | Welch Allyn Inc (ECRI) | N/A | Retired | HQ
HQ1867 |  | Chair, Examination/Treatment | Chairs, Examination/Treatment (ECRI) | Midmark Corp (ECRI) | 224-002 | 224-002 | Midmark Corp (ECRI) | V2140002 | Retired | HQ
HQ1868 |  | Scale, Floor | Scales, Floor (ECRI) | Seca NA (ECRI) | 769 | 769 | Seca NA (ECRI) | 10000000220564 | Retired | HQ
HQ1869 |  | Monitor, Vital Signs | Monitors, Vital Signs (ECRI) | Welch Allyn Inc (ECRI) | 71WT | Connex Spot Monitor | Welch Allyn Inc (ECRI) | 100026553019 | Retired | HQ
HQ1870 |  | Monitor, Vital Signs | Monitors, Vital Signs (ECRI) | Welch Allyn Inc (ECRI) | 71WT | Connex Spot Monitor | Welch Allyn Inc (ECRI) | 100026393019 | Retired | HQ
HQ1871 |  | Defibrillator, External, Auto | Defibrillators, External, Auto (ECRI) | ZOLL Medical Corp (ECRI) | AED Plus | AED Plus | ZOLL Medical Corp (ECRI) | 19E152885 | Retired | HQ
HQ1872 |  | THERMOMETER | THERMOMETER | Welch Allyn Inc (ECRI) | SURE TEMP PLUS | SURE TEMP PLUS | Welch Allyn Inc (ECRI) | 19250506 | Retired | HQ
HQ1874 |  | Table, Examination/Treatment | Tables, Examination/Treatment (ECRI) | Midmark Corp (ECRI) | 204-011 | 204-011 | Midmark Corp (ECRI) | V2138394 | Retired | HQ
HQ1876 |  | THERMOMETER | THERMOMETER | Welch Allyn Inc (ECRI) | SURE TEMP PLUS | SURE TEMP PLUS | Welch Allyn Inc (ECRI) | 19248349 | Retired | HQ
HQ1881 |  | GS Integrated Wall System | Ophthalmoscope/Otoscopes (ECRI) | Welch Allyn Inc (ECRI) | 901093 | Green Series 777 | Welch Allyn Inc (ECRI) | N/A | Retired | HQ
HQ1882 |  | Table, Examination/Treatment | Tables, Examination/Treatment (ECRI) | Midmark Corp (ECRI) | 204-011 | 204-011 | Midmark Corp (ECRI) | V2138205 | Retired | HQ
HQ1884 |  | VISION SYSTEM | VISION SYSTEM | HONEYWELL INC | TITMUS V2 | TITMUS V2 | HONEYWELL INC | V14836 | Retired | HQ
HQ1885 |  | Audiometer | Audiometers (ECRI) | AMBCO Electronics (ECRI) | 2500 | 2500 | AMBCO Electronics (ECRI) | 3986 | Retired | HQ
HQ1887 |  | BREATH ANALYZER | Analyzers, Point-Of-Care, Breath, Alcohol (ECRI) | INTOXIMETERS | RBT IV | BREATH ANALYZER | INTOXIMETERS | 117101 | Retired | HQ
HQ1888 |  | TABLE - EXAM/TREATMENT | TABLE - EXAM/TREATMENT | Oakworks Inc (ECRI) | PG SERIES | PG | Oakworks Inc (ECRI) | USW752927 | Active | HQ
HQ1893 |  | THERMOMETER | THERMOMETER | Welch Allyn Inc (ECRI) | SURE TEMP PLUS | SURE TEMP PLUS | Welch Allyn Inc (ECRI) | 19266005 | Active | HQ
HQ1896 |  | THERMOMETER | THERMOMETER | Welch Allyn Inc (ECRI) | SURE TEMP PLUS | SURE TEMP PLUS | Welch Allyn Inc (ECRI) | 19276572 | Active | HQ
HQ1899 |  | Scale, Floor | Scales, Floor (ECRI) | Seca NA (ECRI) | 769 | 769 | Seca NA (ECRI) | 10000000284345 | Retired | HQ
HQ1902 |  | Scale, Floor | Scales, Floor (ECRI) | Seca NA (ECRI) | 769 | 769 | Seca NA (ECRI) | 5769006173854 | Retired | HQ
HQ1905 |  | Defibrillator, External, Auto | Defibrillators, External, Auto (ECRI) | ZOLL Medical Corp (ECRI) | AED Plus | AED Plus | ZOLL Medical Corp (ECRI) | X20A237565 | Retired | HQ
HQ1934 |  | Scale, Floor | Scales, Floor (ECRI) | Seca NA (ECRI) | 769 | 769 | Seca NA (ECRI) | 10000000284269 | Retired | HQ
HQ1936 |  | THERMOMETER | THERMOMETER | Welch Allyn Inc (ECRI) | SURE TEMP PLUS | SURE TEMP PLUS | Welch Allyn Inc (ECRI) | 19264670 | Active | HQ
HQ1942 |  | THERMOMETER | THERMOMETER | Welch Allyn Inc (ECRI) | SURE TEMP PLUS | SURE TEMP PLUS | Welch Allyn Inc (ECRI) | 19053283 | Active | HQ
HQ1981 |  | THERMOMETER | THERMOMETER | Welch Allyn Inc (ECRI) | SURE TEMP PLUS | SURE TEMP PLUS | Welch Allyn Inc (ECRI) | 19053377 | Active | HQ
HQ2002 |  | Table, Examination/Treatment | Tables, Examination/Treatment (ECRI) | Midmark Corp (ECRI) | 204-011 | 204-011 | Midmark Corp (ECRI) | V2187379 | Active | HQ
HQ2005 |  | Table, Examination/Treatment | Tables, Examination/Treatment (ECRI) | Midmark Corp (ECRI) | 204-011 | 204-011 | Midmark Corp (ECRI) | V2185039 | Active | HQ
HQ2006 |  | THERMOMETER | THERMOMETER | Welch Allyn Inc (ECRI) | SURE TEMP PLUS | SURE TEMP PLUS | Welch Allyn Inc (ECRI) | 19265895 | Active | HQ
HQ2008 |  | Table, Examination/Treatment | Tables, Examination/Treatment (ECRI) | Midmark Corp (ECRI) | 204-011 | 204-011 | Midmark Corp (ECRI) | V2185120 | Active | HQ
HQ2029 |  | THERMOMETER | THERMOMETER | Welch Allyn Inc (ECRI) | SURE TEMP PLUS | SURE TEMP PLUS | Welch Allyn Inc (ECRI) | 19463242 | Active | HQ
HQ2038 |  | SEATED STEPPER | EXERCISER - STEPPER - SEATED | NuStep LLC (ECRI) | T4R | T4R | NuStep LLC (ECRI) | T4r535757 | Retired | HQ
HQ2040A |  | COAGULATION MONITOR | MONITOR - BLOOD | CoaguSense Inc (ECRI) | COAG-SENSE | COAG-SENSE | CoaguSense Inc (ECRI) | 30657 | Retired | HQ
HQ2042 |  | Centrifuge, Tabletop | Centrifuges, Tabletop (ECRI) | Drucker Diagnostics (ECRI) | 642E Quest | Horizon 642E Quest | Drucker Diagnostics (ECRI) | 1901131DZ357 | Out Of Service | HQ
HQ2061 |  | MICROSCOPE | MICROSCOPE | Olympus America Inc (ECRI) | CHBS | CHBS | Olympus America Inc (ECRI) | N/A-OLD UNIT MISSING | Active | HQ
HQ2064 |  | Scale, Floor | Scales, Floor (ECRI) | Seca NA (ECRI) | 769 | 769 |  | 5769002195325 | Retired | HQ
HQ2068 |  | Chair, Examination/Treatment | Chairs, Examination/Treatment (ECRI) | Midmark Corp (ECRI) | 224-002 | 224-002 | Midmark Corp (ECRI) | V2031843 | Active | HQ
HQ2073 |  | THERMOMETER | THERMOMETER | Welch Allyn Inc (ECRI) | SURE TEMP PLUS | SURE TEMP PLUS | Welch Allyn Inc (ECRI) | 19158264 | Active | HQ
HQ2074 |  | GS Integrated Wall System | Ophthalmoscope/Otoscopes (ECRI) | Welch Allyn Inc (ECRI) | 901093 | Green Series 777 | Welch Allyn Inc (ECRI) | N/A | Active | HQ
HQ2086 |  | Electrocardiograph, Portable | Electrocardiographs, Multichannel (ECRI) | Midmark Corp (ECRI) | IQECG | IQecg | Midmark Corp (ECRI) | 4710858 | Retired | HQ
HQ2090 |  | Scale, Floor | Scales, Floor (ECRI) | Seca NA (ECRI) | 769 | 769 |  | 5769342157726 | Active | HQ
HQ2093 |  | Scale, Floor | Scales, Floor (ECRI) | Seca NA (ECRI) | 769 | 769 |  | 5769342157725 | Retired | HQ
HQ2094 |  | Scale, Floor | Scales, Floor (ECRI) | Seca NA (ECRI) | 769 | 769 |  | 5769342157727 | Active | HQ
HQ2097 |  | Scale, Floor | Scales, Floor (ECRI) | Seca NA (ECRI) | 769 | 769 |  | 5769342157728 | Retired | HQ
HQ2105 |  | Chair, Examination/Treatment | Chairs, Examination/Treatment (ECRI) | Midmark Corp (ECRI) | 630 | 630 | Midmark Corp (ECRI) | V570393 | Active | HQ
HQ2106 |  | Light, Examination | Lights, Examination (ECRI) | Brewer Co (ECRI) | 19100 | 19100 | Brewer Co (ECRI) | N/A | Active | HQ
HQ2107 |  | Chair, Examination/Treatment | Chairs, Examination/Treatment (ECRI) | Midmark Corp (ECRI) | 630 | 630 | Midmark Corp (ECRI) | V571864 | Active | HQ
HQ2108 |  | Light, Examination | Lights, Examination (ECRI) | Brewer Co (ECRI) | 19100 | 19100 | Brewer Co (ECRI) | N/A | Active | HQ
HQ2109 |  | Chair, Examination/Treatment | Chairs, Examination/Treatment (ECRI) | Midmark Corp (ECRI) | 630 | 630 | Midmark Corp (ECRI) | V559600 | Active | HQ
HQ2110 |  | EXAM LIGHT | LIGHT - EXAMINATION | MCKESSON INFORMATION SOLUTIONS | 35 EXAM LIGHT | 35 EXAM LIGHT | MCKESSON INFORMATION SOLUTIONS | 5897-1106 | Retired | HQ
HQ2111 |  | Chair, Examination/Treatment | Chairs, Examination/Treatment (ECRI) | Midmark Corp (ECRI) | 630 | 630 | Midmark Corp (ECRI) | V538423 | Active | HQ
HQ2113 |  | EXAM LIGHT | LIGHT - EXAMINATION | Brandt Industries Inc (ECRI) | 12V HALOGEN LAMP | 12V HALOGEN LAMP | Brandt Industries Inc (ECRI) | N/A | Active | HQ
HQ2115 |  | PATIENT SCALE | SCALE - PATIENT - ELECTRONIC | DETECTO SCALE COMPANY | PD300 | ProDoc | DETECTO SCALE COMPANY | PD00000130511701 | Retired | HQ
HQ2120 |  | Thermometer, Electronic | Thermometers, Electronic (ECRI) | Welch Allyn Inc (ECRI) | 690 | SureTemp Plus |  | 13421825 | Retired | HQ
HQ2121 |  | Table, Examination/Treatment | Tables, Examination/Treatment (ECRI) | Midmark Corp (ECRI) | 204-011 | 204-011 | Midmark Corp (ECRI) | V2142505 | Retired | HQ
HQ2122 |  | EXAM TABLE | TABLE - EXAM/TREATMENT | Midmark Corp (ECRI) | 117-75 | 117-75 | Midmark Corp (ECRI) | 3849 | Retired | HQ
HQ2139 |  | CERVICAL TRACTION | EXERCISER - OTHER | SAUNDERS | CERVICAL TRACTION | CERVICAL TRACTION | SAUNDERS | 8878634 | Active | HQ
HQ2144 |  | Bath, Paraffin | Baths, Paraffin, Physical Therapy (ECRI) | WaxWel (ECRI) | 11-1600 | 11-1600 | WaxWel (ECRI) | N/A | Active | HQ
HQ2146 |  | STIMULATOR, VAGINAL/RECTAL | STIMULATOR - MUSCLE | Prometheus Group (ECRI) | STM-10 | STM-10 | Prometheus Group (ECRI) | 3140620 | Active | HQ
HQ2148 |  | BATH | Baths, Water (ECRI) | North Coast Medical Inc (ECRI) | 1000 | SPLINT-FORM | North Coast Medical Inc (ECRI) | G285-00894898-011 | Active | HQ
HQ2150 |  | Upright Freezer | Freezers (ECRI) | Absocold Corp (ECRI) | AFD502MW14R | AFD502MW14R | Absocold Corp (ECRI) | 191100890 | Active | HQ
HQ2153 |  | BATH - PARAFFIN | Baths, Paraffin, Physical Therapy (ECRI) | THERABATH | PARAFFIN WAX BATH | PARAFFIN WAX BATH | THERABATH | N/A | Active | HQ
HQ2154 |  | PATIENT SCALE | SCALE - PATIENT - ELECTRONIC | Heine USA Ltd (ECRI) | N/A | N/A | Heine USA Ltd (ECRI) | N/A | Retired | HQ
HQ2179 |  | RADIOFREQUENCY GENERATOR | ELECTROSURGICAL GENERATOR | Medtronic Inc (ECRI) | RFG3 | ClosureRFG | Medtronic Inc (ECRI) | 193645PX0D | Active | HQ
HQ2182 |  | Oximeter, Pulse | Oximeters, Pulse (ECRI) | Smiths Medical (ECRI) | 3301 | BCI 3301 | Smiths Medical (ECRI) | 3306 | Retired | HQ
HQ2187 |  | Module, Electrocardiograph | Modules, Electrocardiographs (ECRI) | Welch Allyn Inc (ECRI) | WAM | EKG WAM | Welch Allyn Inc (ECRI) | 120320001070 | Active | HQ
HQ2195 |  | Light, Examination | Lights, Examination (ECRI) | Graham Field Health (ECRI) | BK-57-402 | BK-57-402 | Graham Field Health (ECRI) | N/A | Active | HQ
HQ2196 |  | Scale, Infant | Scales, Infant (ECRI) | Seca NA (ECRI) | 354 | seca 354 | Seca NA (ECRI) | 3541317009 | Retired | HQ
HQ2199 |  | Light, Examination | Lights, Examination (ECRI) | Graham Field Health (ECRI) | E159410 | E159410 | Graham Field Health (ECRI) | N/A | Active | HQ
HQ2200 |  | IMMUNOASSAY ANALYZER | Analyzers, Laboratory, Chemistry (ECRI) | BECTON DICKINSON MICROBIOLOGY | 256066 | VERITOR PLUS | BECTON DICKINSON MICROBIOLOGY | 2009130J8C400 | Active | HQ
HQ2203 |  | IMMUNOASSAY ANALYZER | Analyzers, Laboratory, Chemistry (ECRI) | BECTON DICKINSON MICROBIOLOGY | VERITOR PLUS | VERITOR PLUS | BECTON DICKINSON MICROBIOLOGY | 20091105886F0 | Active | HQ
HQ2204 |  | IMMUNOASSAY ANALYZER | Analyzers, Laboratory, Chemistry (ECRI) | BECTON DICKINSON MICROBIOLOGY | VERITOR PLUS | VERITOR PLUS | BECTON DICKINSON MICROBIOLOGY | 2010080JAF940 | Active | HQ
HQ2206 |  | IMMUNOASSAY ANALYZER | Analyzers, Laboratory, Chemistry (ECRI) | BECTON DICKINSON MICROBIOLOGY | 256066 | VERITOR PLUS | BECTON DICKINSON MICROBIOLOGY | 2010030JA2470 | Active | HQ
HQ2207 |  | IMMUNOASSAY ANALYZER | Analyzers, Laboratory, Chemistry (ECRI) | BECTON DICKINSON MICROBIOLOGY | 256066 | VERITOR PLUS | BECTON DICKINSON MICROBIOLOGY | 2010030JA24E0 | Active | HQ
HQ2209 |  | Scale, Floor | Scales, Floor (ECRI) | Seca NA (ECRI) | 769 | 769 |  | 5769188159434 | Active | HQ
HQ2219 |  | Scale, Floor | Scales, Floor (ECRI) | Seca NA (ECRI) | 769 | 769 |  | 5769093154162 | Active | HQ
HQ2222 |  | Scale, Floor | Scales, Floor (ECRI) | Seca NA (ECRI) | 769 | 769 |  | 5769093154160 | Active | HQ
HQ2230 |  | Warming Unit, Patient | SCALE | DETECTO SCALE COMPANY | 750 | Bair Hugger | DETECTO SCALE COMPANY | E15218-0140 | Retired | HQ
HQ2242 |  | SCALE | SCALE | Pelstar (Health-O-Meter)(ECRI) | HEALTH O METER PROF | HEALTH O METER PROF | Pelstar (Health-O-Meter)(ECRI) | 2600E331900760 | Active | HQ
HQ2245 |  | Centrifuge, Tabletop | Centrifuges, Tabletop (ECRI) | Drucker Diagnostics (ECRI) | 642E Quest | Horizon 642E Quest |  | 180213CX697 | Retired | HQ
HQ2246 |  | Light, Examination | Lights, Examination (ECRI) | Welch Allyn Inc (ECRI) | GS IV | GS Exam Light IV | Welch Allyn Inc (ECRI) | N/A | Active | HQ
HQ2247 |  | DOPPLER | DOPPLER | SUMMIT DOPPLER SYSTEMS | L250 | LifeDop |  | 201702016 | Active | HQ
HQ2249 |  | DOPPLER | DOPPLER | SUMMIT DOPPLER SYSTEMS | L250 | LifeDop |  | 2017020043 | Active | HQ
HQ2251 |  | DOPPLER | DOPPLER | SUMMIT DOPPLER SYSTEMS | L250 | LifeDop |  | 7131072 | Active | HQ
HQ2257 |  | Light, Examination | Lights, Examination (ECRI) | Graham Field Health (ECRI) | GRAFCO | GRAFCO | Graham Field Health (ECRI) | N/A | Retired | HQ
HQ2262 |  | Bath, Paraffin | Baths, Paraffin, Physical Therapy (ECRI) | The Hygenic Corp (ECRI) | 24050 | 24050 | The Hygenic Corp (ECRI) | N/A | Active | HQ
HQ2264 |  | THERMOMETER | THERMOMETER | Welch Allyn Inc (ECRI) | SURE TEMP PLUS | SURE TEMP PLUS | Welch Allyn Inc (ECRI) | 19218589 | Active | HQ
HQ2265 |  | GS Integrated Wall System | Ophthalmoscope/Otoscopes (ECRI) | Welch Allyn Inc (ECRI) | 901093 | Green Series 777 | Welch Allyn Inc (ECRI) | N/A | Active | HQ
HQ2266 |  | Table, Examination/Treatment | Tables, Examination/Treatment (ECRI) | Midmark Corp (ECRI) | 204-001 | 204-001 |  | V1810059 | Active | HQ
HQ2268 |  | GS Integrated Wall System | Ophthalmoscope/Otoscopes (ECRI) | Welch Allyn Inc (ECRI) | 901093 | Green Series 777 | Welch Allyn Inc (ECRI) | N/A | Active | HQ
HQ2269 |  | Table, Examination/Treatment | Tables, Examination/Treatment (ECRI) | Midmark Corp (ECRI) | 222-016 | 222-016 | Midmark Corp (ECRI) | V1821110 | Active | HQ
HQ2271 |  | LEAD ANALYZER | Analyzers, Laboratory, Blood (ECRI) | Meridian Bioscience (ECRI) | 70-6529 | LEADCARE II | Meridian Bioscience (ECRI) | WLC13525 | Retired | HQ
HQ2272 |  | IMMUNOASSAY ANALYZER | Analyzers, Laboratory, Chemistry (ECRI) | BECTON DICKINSON MICROBIOLOGY | 256066 | VERITOR PLUS | BECTON DICKINSON MICROBIOLOGY | 2010030JA1BD0 | Active | HQ
HQ2273 |  | IMMUNOASSAY ANALYZER | Analyzers, Laboratory, Chemistry (ECRI) | BECTON DICKINSON MICROBIOLOGY | 256066 | VERITOR PLUS | BECTON DICKINSON MICROBIOLOGY | 2010030JA1EA0 | Active | HQ
HQ2275 |  | IMMUNOASSAY ANALYZER | Analyzers, Point-Of-Care, Breath, Alcohol (ECRI) | BECTON DICKINSON MICROBIOLOGY | VERITOR PLUS | VERITOR PLUS | BECTON DICKINSON MICROBIOLOGY | 2009110J89CC0 | Active | HQ
HQ2276 |  | IMMUNOASSAY ANALYZER | Analyzers, Point-Of-Care, Breath, Alcohol (ECRI) | BECTON DICKINSON MICROBIOLOGY | VERITOR PLUS | VERITOR PLUS | BECTON DICKINSON MICROBIOLOGY | 2009150J8F400 | Active | HQ
HQ2278 |  | Scale, Infant | Scales, Infant (ECRI) | Seca NA (ECRI) | 354 | seca 354 | Seca NA (ECRI) | 3541317009 | Retired | HQ
HQ2279 |  | BEAM SCALE | SCALE - PATIENT - BEAM | DETECTO SCALE COMPANY | 758 | 758 | DETECTO SCALE COMPANY | E11512-0068 | Active | HQ
HQ2281 |  | Module, Electrocardiograph | Modules, Electrocardiographs (ECRI) | Welch Allyn Inc (ECRI) | WAM | EKG WAM | Welch Allyn Inc (ECRI) | 121020002100 | Retired | HQ
HQ2286 |  | Scale, Infant | Scales, Infant (ECRI) | Pelstar (Health-O-Meter)(ECRI) | 553KL | 553KL | Pelstar (Health-O-Meter)(ECRI) | 5530000017 | Retired | HQ
HQ2289 |  | VISION SYSTEM | VISION SYSTEM | HONEYWELL INC | TITMUS V2 | TITMUS V2 | HONEYWELL INC | V14731 | Retired | HQ
HQ2290 |  | ANALYZER | Analyzers, Point-Of-Care, Breath, Alcohol (ECRI) | BECTON DICKINSON MICROBIOLOGY | VERITOR PLUS | VERITOR PLUS | BECTON DICKINSON MICROBIOLOGY | 200915058E9CO | Active | HQ
HQ2299 |  | Scale, Floor | Scales, Floor (ECRI) | Henry Schein Inc (ECRI) | 570-0596 | 570-0596 | Henry Schein Inc (ECRI) | HS-RIS00371 | Retired | HQ
HQ2300 |  | PATIENT SCALE | SCALE - PATIENT - BEAM | Seca NA (ECRI) | 780 | 780 | Seca NA (ECRI) | 1780176079399 | Retired | HQ
HQ2318 |  | Infusion Pump, Enteral Feeding | Infusion Pumps, Enteral Feeding (ECRI) | Covidien Inc (ECRI) | Kangaroo ePUMP | Kangaroo ePUMP | Covidien Inc (ECRI) | C1272321 | Retired | HQ
HQ2326 |  | Concentrator | Oxygen Concentrators (ECRI) | Philips Healthcare (ECRI) | 1020001 | Respironics Everflo |  | 2181750 | Retired | HQ
HQ2327 |  | OXYGEN CONCENTRATOR | CONCENTRATOR | AIRSEP CORP | INTENSITY | NEW LIFE |  | CBB0121300287 | Retired | HQ
HQ2328 |  | SUCTION, PORTABLE | PUMP - SUCTION | SCHUCO INC | S330A | SCHUCO-VAC ASPIRATOR | SCHUCO INC | SU20100353 | Retired | HQ
HQ2329 | CS MEDICAL | TEE PROBE CLEANER | WASHER - PROBE | CS MEDICAL | TEECLEAN | TEECLEAN | CS MEDICAL | 20100047 | Active | HQ
HQ2330 |  | Warming Unit, Patient | SCALE | DETECTO SCALE COMPANY | 750 | Bair Hugger | DETECTO SCALE COMPANY | E15218-0140 | Retired | HQ
HQ2331 |  | Warming Unit, Patient | SCALE | DETECTO SCALE COMPANY | 750 | Bair Hugger | DETECTO SCALE COMPANY | E32518-0172 | Retired | HQ
HQ2332 |  | OXYGEN CONCENTRATOR | CONCENTRATOR | DIRECT SUPPLY HEALTHCARE | A5LC-1 | ATTENDANT | DIRECT SUPPLY HEALTHCARE | 6365134 | Retired | HQ
HQ2333 |  | OXYGEN CONCENTRATOR | CONCENTRATOR | DIRECT SUPPLY HEALTHCARE | A5LC-1 | ATTENDANT | DIRECT SUPPLY HEALTHCARE | 6365207 | Out Of Service | HQ
HQ2334 |  | OXYGEN CONCENTRATOR | CONCENTRATOR | DeVilbliss Healthcare (ECRI) | 1025DS | DRIVE | DeVilbliss Healthcare (ECRI) | A227050078D5 | Retired | HQ
HQ2335 |  | SUCTION, PORTABLE | PUMP - SUCTION | SCHUCO INC | S330A | SCHUCO-VAC ASPIRATOR | SCHUCO INC | SU20100291 | Retired | HQ
HQ2336 |  | SUCTION, PORTABLE | PUMP - SUCTION | SCHUCO INC | S330A | SCHUCO-VAC ASPIRATOR | SCHUCO INC | SU20100119 | Retired | HQ
HQ2337 |  | SUCTION, PORTABLE | PUMP - SUCTION | SCHUCO INC | S330A | SCHUCO-VAC ASPIRATOR | SCHUCO INC | SU20100400 | Retired | HQ
HQ2381 |  | Pulse Volume Recorder | Plethysmographs, Lower/Upper Limb, Segmental (ECRI) | US Vascular (ECRI) | 4050 | Vasculab 4050 GSX | US Vascular (ECRI) | 443 | Active | HQ
HQ2399 |  | Monitor, Fetal | Monitors, Fetal (ECRI) | GE Healthcare (ECRI) | Corometrics 172 | Corometrics 172 | GE Healthcare (ECRI) | SNV19460041PAS | Active | HQ
HQ2400 |  | DOPPLER | DOPPLER | Huntleigh Diagnostics (ECRI) | D930 | D930 | Huntleigh Diagnostics (ECRI) | N/A | Active | HQ
HQ2401 |  | DOPPLER | DOPPLER | Huntleigh Diagnostics (ECRI) | D930 | D930 | Huntleigh Diagnostics (ECRI) | N/A | Active | HQ
HQ2409 |  | CENTRIFUGE | Centrifuges, Tabletop (ECRI) | Cardinal Health (ECRI) | 642E | CENTRIFUGE | Cardinal Health (ECRI) | 210613GP097 | Active | HQ
HQ2411 | REMI | Injector, Contrast, MRI | Injectors, Contrast, MRI (ECRI) | BRACCO Diagnostics Inc (ECRI) | 017377 | EmpowerMR | BRACCO Diagnostics Inc (ECRI) | M83041 | Active | HQ
HQ2412 |  | Freezer | Freezers (ECRI) | CHATTANOOGA CORPORATION | N/A |  |  | 201201030 | Retired | HQ
HQ2416 | REMI | Scanning System, Ultrasound | Scanning Systems, Ultrasound (ECRI) | GE Healthcare (ECRI) | LOGIQ E9 | LOGIQ E9 | GE Healthcare (ECRI) | LE9200605 | Active | HQ
HQ2417 |  | Suction Pump | PUMP - SUCTION | HK SURGICAL INC | KIP-ll | KIP-ll | HK SURGICAL INC | K21M085205 | Retired | HQ
HQ2425 |  | COAGULATION MONITOR | MONITOR - BLOOD | CoaguSense Inc (ECRI) | COAG-SENSE | COAG-SENSE | CoaguSense Inc (ECRI) | 30636 | Active | HQ
HQ2426 |  | COAGULATION MONITOR | MONITOR - BLOOD | CoaguSense Inc (ECRI) | COAG-SENSE | COAG-SENSE | CoaguSense Inc (ECRI) | 30658 | Active | HQ
HQ2429 |  | ANALYZER- BLOOD | Analyzers, Laboratory, Blood (ECRI) | HEMOCUE INCORP | B-HEMOGLOBIN | HEMOGLOBINOMETER | HEMOCUE INCORP | 1140013449 | Active | HQ
HQ2435 |  | Analyzers, Laboratory, Blood | Analyzers, Laboratory, Blood (ECRI) | Hemocue Inc | HB 201+ | HB 201+ | Hemocue Inc | 1047013816 | Retired | HQ
HQ2436 |  | PULMONARY FUNCTION TESTER | TESTER - OTHER | Midmark Corp (ECRI) | IQSpiro | IQSpiro | Midmark Corp (ECRI) | 544147 | Retired | HQ
HQ2437 |  | Pulmonary Functions Tester | TESTER - OTHER | Midmark Corp (ECRI) | IQSpiro | IQSpiro | Midmark Corp (ECRI) | 544441 | Retired | HQ
HQ2438 |  | Opthalmoscope | Ophthalmoscope/Otoscopes (ECRI) | Welch Allyn Inc (ECRI) | 11025 | 11025 | Welch Allyn Inc (ECRI) |  | Retired | HQ
HQ2439 |  | Opthalmoscope | Ophthalmoscope/Otoscopes (ECRI) | Welch Allyn Inc (ECRI) | 11025 | 11025 | Welch Allyn Inc (ECRI) |  | Retired | HQ
HQ2442 |  | COAGULATION MONITOR | MONITOR - BLOOD | CoaguSense Inc (ECRI) | COAG-SENSE | COAG-SENSE | CoaguSense Inc (ECRI) | 30609 | Active | HQ
HQ2443 |  | COAGULATION MONITOR | MONITOR - BLOOD | CoaguSense Inc (ECRI) | COAG-SENSE | COAG-SENSE | CoaguSense Inc (ECRI) | 30613 | Active | HQ
HQ2448 |  | Scale, Infant | Scales, Infant (ECRI) | Seca NA (ECRI) | 354 | seca 354 | Seca NA (ECRI) | 8354155200407 | Active | HQ
HQ2461 |  | Oximeter, Pulse | Oximeters, Pulse (ECRI) | Henry Schein Inc (ECRI) | 9008275 | 9008275 | Henry Schein Inc (ECRI) | 200305200351 | Active | HQ
HQ2462 |  | THERMOMETER | THERMOMETER | Welch Allyn Inc (ECRI) | SURE TEMP PLUS | SURE TEMP PLUS | Welch Allyn Inc (ECRI) | 15470137 | Active | HQ
HQ2464 |  | THERMOMETER | THERMOMETER | Welch Allyn Inc (ECRI) | SURE TEMP PLUS | SURE TEMP PLUS | Welch Allyn Inc (ECRI) | 13430213 | Active | HQ
HQ2471 |  | Thermometer, Ear | Thermometers, Electronic, Ear (ECRI) | Welch Allyn Inc (ECRI) | PRO 6000 | Braun ThermoScan | Welch Allyn Inc (ECRI) | 00328785000252 | Active | HQ
HQ2472 |  | PULSE OXIMETER | Oximeters, Pulse (ECRI) | Nonin Medical Inc (ECRI) | 8500 | 8500 | Nonin Medical Inc (ECRI) | 502570285 | Active | HQ
HQ2473 |  | AUDIOMETER | Audiometers (ECRI) | MAICO Diagnostics (ECRI) | MA1 | MA1 |  | MA90535572 | Retired | HQ
HQ2475 |  | NEBULIZER | Nebulizers (ECRI) | PARI Respiratory (ECRI) | 310B | 310B003 | PARI Respiratory (ECRI) | AD14B00163 | Active | HQ
HQ2476 |  | NEBULIZER | Nebulizers (ECRI) | PARI Respiratory (ECRI) | 86B0000 Proneb Ultra | 86B0000 Proneb Ultra | PARI Respiratory (ECRI) | AD09F06423 | Active | HQ
HQ2479 |  | Scale, Floor | Scales, Floor (ECRI) | Seca NA (ECRI) | 769 | 769 |  | 5769071162782 | Active | HQ
HQ2480 |  | Scale, Floor | Scales, Floor (ECRI) | Seca NA (ECRI) | 769 | 769 |  | 10000000391191 | Active | HQ
HQ2483 |  | Monitor, Blood Pressure | Monitors, Blood Pressure (ECRI) | Welch Allyn Inc (ECRI) | ProBP 3400 | ProBP 3400 | Welch Allyn Inc (ECRI) | 100006893821 | Active | HQ
HQ2485 | HQ2485 | Electrocardiograph | Electrocardiographs, Multichannel (ECRI) | GE Healthcare (ECRI) | MAC 5000 | MAC 5000 | GE Healthcare (ECRI) | AAY05258002PA | Active | HQ
HQ2501 |  | WALL TRANSFORMER | OTOSCOPE | Welch Allyn Inc (ECRI) | 7670-01 | 7670-01 | Welch Allyn Inc (ECRI) | n/a | Active | HQ
HQ2509 |  | Module, Electrocardiograph | Modules, Electrocardiographs (ECRI) | Welch Allyn Inc (ECRI) | AM12 | AM12 | Welch Allyn Inc (ECRI) | 122370000569 | Retired | HQ
HQ2510 |  | PULSE VOLUME RECORDER | PULSE VOLUME RECORDER | PARKS MEDICAL ELECTRONICS | 2100-SX-2 | 2100-SX-2 | PARKS MEDICAL ELECTRONICS | 2100-000005031 | Active | HQ
HQ2512 |  | PULSE VOLUME RECORDER | PULSE VOLUME RECORDER | PARKS MEDICAL ELECTRONICS | 2100-SX-2 | 2100-SX-2 | PARKS MEDICAL ELECTRONICS | 2100-000005030 | Active | HQ
HQ2534 | V7042 | VITAL SIGN MONITOR | MONITOR - VITAL SIGN | Welch Allyn Inc (ECRI) | VSM 6000 | Connex | Welch Allyn Inc (ECRI) | 201510265 | Active | HQ
HQ2552 | HQRS006 | Table, Examination/Treatment | Tables, Examination/Treatment (ECRI) | Midmark Corp (ECRI) | 204 | 204 | Midmark Corp (ECRI) | CD031196 | Active | HQ
HQ2553 |  | LEAD ANALYZER | Analyzers, Laboratory, Blood (ECRI) | Meridian Bioscience (ECRI) | 70-6529 | LEADCARE II | Meridian Bioscience (ECRI) | WLC06069 | Active | HQ
HQ2554 |  | Sterilizing Unit, Tabletop | Sterilizing Units, Steam, Tabletop (ECRI) | Midmark Corp (ECRI) | M9-022 | M9 UltraClave | Midmark Corp (ECRI) | V333536 | Retired | HQ
HQ2566 |  | Scale, Floor | Scales, Floor (ECRI) | Pelstar (Health-O-Meter)(ECRI) | 500KL | 500KL | Pelstar (Health-O-Meter)(ECRI) | 5000134795 | Retired | HQ
HQ2567 |  | Table, Examination/Treatment | Tables, Examination/Treatment, Adjustable (ECRI) | Midmark Corp (ECRI) | 204-002 | 204-002 | Midmark Corp (ECRI) | V507315 | Retired | HQ
HQ2568 |  | Electrocardiograph | Electrocardiographs, Multichannel (ECRI) | GE Healthcare (ECRI) | MAC 5000 | MAC 5000 | GE Healthcare (ECRI) | AAY05187302PA | Retired | HQ
HQ2569 |  | Battery/Dock Chargers | Battery/Dock Chargers (ECRI) | Welch Allyn Inc (ECRI) | 7114X | Universal Charger | Welch Allyn Inc (ECRI) | N/A | Active | HQ
HQ2570 |  | Scale, Floor | Scales, Floor (ECRI) | Pelstar (Health-O-Meter)(ECRI) | 500KL | 500KL | Pelstar (Health-O-Meter)(ECRI) | 5000104197 | Retired | HQ
HQ2571 |  | Table, Examination/Treatment | Tables, Examination/Treatment, Adjustable (ECRI) | Midmark Corp (ECRI) | 204-002 | 204-002 | Midmark Corp (ECRI) | V507320 | Retired | HQ
HQ2572 |  | Electrocardiograph | Electrocardiographs, Multichannel (ECRI) | GE Healthcare (ECRI) | MAC 5000 | MAC 5000 | GE Healthcare (ECRI) | AAY05187319PA | Retired | HQ
HQ2574 |  | Defibrillator, External, Auto | Defibrillators, External, Auto (ECRI) | Physio-Control Inc (ECRI) | LIFEPAK 1000 | LIFEPAK 1000 | Physio-Control Inc (ECRI) | 43034939 | Retired | HQ
HQ2575 |  | Table, Examination/Treatment | Tables, Examination/Treatment (ECRI) | Midmark Corp (ECRI) | 111 | Trend IV | Midmark Corp (ECRI) | BX1230 | Retired | HQ
HQ2576 |  | MONITOR - VITAL SIGN | MONITOR - VITAL SIGN | Welch Allyn Inc (ECRI) | 420TB | SPOT VITAL | Welch Allyn Inc (ECRI) | 200707346 | Retired | HQ
HQ2593 |  | Monitor, Vital Signs | Monitors, Vital Signs (ECRI) | Welch Allyn Inc (ECRI) | 75MT-B | Connex Spot Monitor | Welch Allyn Inc (ECRI) | 100060673223 | Active | HQ
HQ2607 |  | PULSE OXIMETER | Oximeters, Pulse (ECRI) | Covidien Inc (ECRI) | N-65 | OxiMax | Covidien Inc (ECRI) | G0886601 | Active | HQ
HQ2615 |  | Centrifuge | Centrifuges, Tabletop (ECRI) | UNICO (ECRI) | C856 | PowerSpin LX | UNICO (ECRI) | LT2307399 | Retired | HQ
HQ2628 |  | Chair, Examination/Treatment | Chairs, Examination/Treatment (ECRI) | Midmark Corp (ECRI) | 626-001 | 626-001 | Midmark Corp (ECRI) | V2630386 | Retired | HQ
HQ2629 |  | Scale, Floor | Scales, Floor (ECRI) | Pelstar (Health-O-Meter)(ECRI) | 500KL | 500KL | Pelstar (Health-O-Meter)(ECRI) | 5002123-242266 | Retired | HQ
HQ2658 |  | ANALYZER - BLOOD (HEMATOLOGY) | Analyzers, Laboratory, Blood (ECRI) | HEMOCUE INCORP | GLUCOSE 201 | GLUCOSE 201 | HEMOCUE INCORP | 2321119175 | Active | HQ
HQ2672 |  | GS Integrated Wall System | Ophthalmoscope/Otoscopes (ECRI) | Welch Allyn Inc (ECRI) | 901093 | Green Series 777 | Welch Allyn Inc (ECRI) | N/A | Active | HQ
HQ2674 |  | Module, Electrocardiograph | Modules, Electrocardiographs (ECRI) | Welch Allyn Inc (ECRI) | WAM | EKG WAM | Welch Allyn Inc (ECRI) | 123350000751 | Active | HQ
HQ2675 |  | Sphygmomanometer, Electronic | Sphygmomanometers, Electronic, Automatic, Oscillometric (ECRI) | Omron Healthcare Inc (ECRI) | HEM-907XL | IntelliSense | Omron Healthcare Inc (ECRI) | 20230800168AF | Active | HQ
HQ2677 |  | Module, Electrocardiograph | Modules, Electrocardiographs (ECRI) | Welch Allyn Inc (ECRI) | AM12 | AM12 | Welch Allyn Inc (ECRI) | 123270000030 | Active | HQ
HQ2716 |  | GS Integrated Wall System | Ophthalmoscope/Otoscopes (ECRI) | Welch Allyn Inc (ECRI) | 901093 | Green Series 777 | Welch Allyn Inc (ECRI) | N/A | Active | HQ
HQ2720 |  | GS Integrated Wall System | Ophthalmoscope/Otoscopes (ECRI) | Welch Allyn Inc (ECRI) | 901093 | Green Series 777 | Welch Allyn Inc (ECRI) | N/A | Active | HQ
HQ2753 |  | Table, Examination/Treatment | Tables, Examination/Treatment (ECRI) | Midmark Corp (ECRI) | 625-001 | 625-001 | Midmark Corp (ECRI) | V994580 | Retired | HQ
HQ2755 |  | Table, Examination/Treatment | Tables, Examination/Treatment (ECRI) | Midmark Corp (ECRI) | 104-037-201 | 104-037-201 | Midmark Corp (ECRI) | V48140 | Active | HQ
HQ2766 |  | Scale, Floor | Scales, Floor (ECRI) | Seca NA (ECRI) | 769 | 769 | Seca NA (ECRI) | 5769208151340 | Active | HQ
HQ2771 |  | LABORATORY MICROSCOPE | Microscopes, Laboratory (ECRI) | Seiler Instrument (ECRI) | Seilerscope | Seilerscope | Seiler Instrument (ECRI) | 1223566 | Active | HQ
HQ2776 |  | Scale, Floor | Scales, Floor (ECRI) | Seca NA (ECRI) | 769 | 769 | Seca NA (ECRI) | 5769097154332 | Active | HQ
HQ2780 |  | SPO2 PORTABLE | Oximeters, Pulse (ECRI) | Masimo Corp (ECRI) | RAD-G | 230801 | Masimo Corp (ECRI) | 6000158382 | Retired | HQ
HQ2792 |  | Scale, Floor | Scales, Floor (ECRI) | Pelstar (Health-O-Meter)(ECRI) | 752KL | 752KL | Pelstar (Health-O-Meter)(ECRI) | 752T007942 | Active | HQ
HQ2793 |  | Table, Examination/Treatment | Tables, Examination/Treatment (ECRI) | Midmark Corp (ECRI) | 204-011 | 204-011 | Midmark Corp (ECRI) | V2294396 | Active | HQ
HQ2797 |  | IMMUNOASSAY ANALYZER | Analyzers, Laboratory, Chemistry (ECRI) | BECTON DICKINSON MICROBIOLOGY | 256066 | VERITOR PLUS | BECTON DICKINSON MICROBIOLOGY | 2206102J69600 | Active | HQ
HQ2798 |  | IMMUNOASSAY ANALYZER | Analyzers, Laboratory, Chemistry (ECRI) | BECTON DICKINSON MICROBIOLOGY | 256066 | VERITOR PLUS | BECTON DICKINSON MICROBIOLOGY | 2206082J67300 | Active | HQ
HQ2799 |  | IMMUNOASSAY ANALYZER | Analyzers, Laboratory, Chemistry (ECRI) | BECTON DICKINSON MICROBIOLOGY | 256066 | VERITOR PLUS | BECTON DICKINSON MICROBIOLOGY | 2110081JA4FF0 | Active | HQ
HQ2800 |  | Centrifuge, Tabletop | Centrifuges, Tabletop (ECRI) | Drucker Diagnostics (ECRI) | 642E Quest | Horizon 642E Quest | Drucker Diagnostics (ECRI) | 220913IF861 | Active | HQ
HQ2802 |  | REFRIGERATOR/FREEZER | Refrigerators (ECRI) | Summit Appliance (ECRI) | FS22L | FS22L | Summit Appliance (ECRI) | A110500959 | Active | HQ
HQ2804 |  | Scale, Floor | Scales, Floor (ECRI) | Doran Scales Inc (ECRI) | DS7060 | HandRail Scale | Doran Scales Inc (ECRI) | DS23010067 | Active | HQ
HQ2805 |  | Scale, Floor | Scales, Floor (ECRI) | Doran Scales Inc (ECRI) | DS7060 | HandRail Scale | Doran Scales Inc (ECRI) | DS23010100 | Active | HQ
HQ2806 |  | Scale, Floor | Scales, Floor (ECRI) | Doran Scales Inc (ECRI) | DS7060 | HandRail Scale | Doran Scales Inc (ECRI) | DS23010027 | Active | HQ
HQ2807 |  | Scale, Floor | Scales, Floor (ECRI) | Doran Scales Inc (ECRI) | DS7060 | HandRail Scale | Doran Scales Inc (ECRI) | DS23010068 | Active | HQ
HQ2809 |  | Scale, Floor | Scales, Floor (ECRI) | Doran Scales Inc (ECRI) | DS7060 | HandRail Scale | Doran Scales Inc (ECRI) | DS23010028 | Retired | HQ
HQ2812 |  | Scale, Floor | Scales, Floor (ECRI) | Doran Scales Inc (ECRI) | DS7060 | HandRail Scale | Doran Scales Inc (ECRI) | DS23010023 | Active | HQ
HQ2813 |  | Scale, Floor | Scales, Floor (ECRI) | Doran Scales Inc (ECRI) | DS7060 | HandRail Scale | Doran Scales Inc (ECRI) | DS23010098 | Active | HQ
HQ2814 |  | ANALYZER - BLOOD (HEMATOLOGY) | Analyzers, Laboratory, Blood (ECRI) | HEMOCUE INCORP | GLUCOSE 201 | GLUCOSE 201 | HEMOCUE INCORP | 2317119099 | Retired | HQ
HQ2820 |  | Scale, Floor | Scales, Floor (ECRI) | Pelstar (Health-O-Meter)(ECRI) | 500KL | 500KL | Pelstar (Health-O-Meter)(ECRI) | 5003721211567 | Active | HQ
HQ2827 |  | PATIENT SCALE - BARIATRIC | SCALE - PATIENT - ELECTRONIC | Pelstar (Health-O-Meter)(ECRI) | 1101KL | 1101KL | Pelstar (Health-O-Meter)(ECRI) | Q110003503 | Active | HQ
HQ2828 |  | Monitor, Vital Signs | Monitors, Vital Signs (ECRI) | Welch Allyn Inc (ECRI) | LXI | Spot Vital Signs | Welch Allyn Inc (ECRI) | 20150100085 | Active | HQ
HQ2834 | Warranty | Scanning System, Ultrasound | Scanning Systems, Ultrasound (ECRI) | GE Healthcare (ECRI) | Vivid E95 | Vivid E95 | GE Healthcare (ECRI) | AU86729 | Active | HQ
HQ2835 | Warranty | Scanning System, Ultrasound | Scanning Systems, Ultrasound (ECRI) | GE Healthcare (ECRI) | Vivid E95 | Vivid E95 | GE Healthcare (ECRI) | AU26138 | Active | HQ
HQ2838 |  | Hydrocollator | Moist Heat Therapy Pack Conditioners (ECRI) | Richmar (ECRI) | HT-TU-DLX | HydraTherm Deluxe | Richmar (ECRI) | TU23110005001153 | Retired | HQ
HQ2868 |  | Light, Examination | Lights, Examination (ECRI) | Welch Allyn Inc (ECRI) | 444XX | Green Series 300 | Welch Allyn Inc (ECRI) | Not Available | Active | HQ
HQ2869 |  | Light, Examination | Lights, Examination (ECRI) | Welch Allyn Inc (ECRI) | 444XX | Green Series 300 | Welch Allyn Inc (ECRI) | Not Available | Active | HQ
HQ2870 |  | Probe, Ultrasound | Probes, Ultrasound (ECRI) | FUJIFILM SonoSite Inc (ECRI) | C60xp | C60xp | FUJIFILM SonoSite Inc (ECRI) | 01KC16 | Active | HQ
HQ2883 |  | Defibrillator, External, Auto | Defibrillators, External, Auto (ECRI) | ZOLL Medical Corp (ECRI) | AED Plus | AED Plus | ZOLL Medical Corp (ECRI) | X09J426098 | Active | HQ
HQ2903 | Warranty | Scanning System, Ultrasound | Scanning Systems, Ultrasound (ECRI) | Terason-Teratech Corp (ECRI) | uSmart3300 | uSmart3300 | Terason-Teratech Corp (ECRI) | T165011190429 | Active | HQ
HQ2916 |  | Sphygmomanometer | Sphygmomanometers, Electronic (ECRI) | American Diagnostic Corp(ECRI) | E-sphyg-3 | E-sphyg-3 | American Diagnostic Corp(ECRI) | 2006230080 | Active | HQ
HQ2929 |  | Table, Examination/Treatment | Tables, Examination/Treatment, Adjustable (ECRI) | Midmark Corp (ECRI) | 204-002 | 204-002 | Midmark Corp (ECRI) | V1861095 | Active | HQ
HQ2930 |  | GS Integrated Wall System | Ophthalmoscope/Otoscopes (ECRI) | Welch Allyn Inc (ECRI) | 408282 | Green Series 777 | Welch Allyn Inc (ECRI) | N/A | Active | HQ
HQ2931 |  | Table, Examination/Treatment | Tables, Examination/Treatment, Adjustable (ECRI) | Midmark Corp (ECRI) | 204-002 | 204-002 | Midmark Corp (ECRI) | V1861106 | Active | HQ
HQ2932 |  | GS Integrated Wall System | Ophthalmoscope/Otoscopes (ECRI) | Welch Allyn Inc (ECRI) | 408282 | Green Series 777 | Welch Allyn Inc (ECRI) | N/A | Active | HQ
HQ2948 |  | Audiometer | Audiometers (ECRI) | MAICO Diagnostics (ECRI) | MA25 | MA25 | MAICO Diagnostics (ECRI) | MA9057240 | Active | HQ
HQ3000 |  | Exerciser, Lower Limb | Exercisers, Lower Limb (ECRI) | Star Trac Health & Fitness Inc | IL-D1013 | IL-D1013 | Star Trac Health & Fitness Inc | IL-D1029370 | Active | HQ
HQ3016 |  | Scale, Floor | Scales, Floor (ECRI) | Seca NA (ECRI) | 769 | 769 | Seca NA (ECRI) | 10000001420328 | Active | HQ
HQ3020 |  | Scale, Floor | Scales, Floor (ECRI) | Seca NA (ECRI) | 769 | 769 | Seca NA (ECRI) | 10000001420312 | Active | HQ
HQ3022 |  | Scale, Floor | Scales, Floor (ECRI) | Seca NA (ECRI) | 769 | 769 | Seca NA (ECRI) | 10000001420315 | Active | HQ
HQ3031 |  | Light, Examination | Lights, Examination (ECRI) | Midmark Corp (ECRI) | 253-016 | 253-016 | Midmark Corp (ECRI) | V2690163 | Active | HQ
HQ3032 |  | Scale, Infant | Scales, Infant (ECRI) | Seca NA (ECRI) | 354 | seca 354 | Seca NA (ECRI) | 218354356220256 | Active | HQ
HQ3034 |  | Audiometer | Audiometers (ECRI) | Welch Allyn Inc (ECRI) | AM282 | AM282 | Welch Allyn Inc (ECRI) | GS0109190 | Active | HQ
HQ3037 |  | Freezer | Freezers (ECRI) | Follett LLC (ECRI) | FZR1 | FZR1 | Follett LLC (ECRI) | R63130 | Active | HQ
HQ3067 |  | Module, Electrocardiograph | Modules, Electrocardiographs (ECRI) | Welch Allyn Inc (ECRI) | WAM | EKG WAM | Welch Allyn Inc (ECRI) | 124210000173 | Active | HQ
HQ3072 | n | Table, Imaging, Ultrasound | Tables, Imaging, Ultrasound (ECRI) | Medical Positioning Inc (ECRI) | 283 | EchoTable | Medical Positioning Inc (ECRI) | 0811774 | Active | HQ
HQ3104 |  | Nebulizer | Nebulizers (ECRI) | DeVilbliss Healthcare (ECRI) | 3655D | 3655D | Sunrise Medical (US) (ECRI) | 1D2121866 | Active | HQ
HQ3105 |  | Nebulizer | Nebulizers (ECRI) | PARI Respiratory (ECRI) | Trek S | Trek S | PARI Respiratory (ECRI) | COATC1805 | Active | HQ
HQ9999A |  | SITTER ALARM | Alarms, Occupancy, Chair/Wheelchair (ECRI) | POSEY | 8345 | 8345 | POSEY |  | Retired | HQ
HQ9999B |  | WORKSTATION: NUCLEAR | Workstations, PC (ECRI) | GE Healthcare (ECRI) | ENTEGRA | ENTEGRA | GE Healthcare (ECRI) |  | Retired | HQ
HQ9999C |  | WORKSTATION: NUCLEAR | Workstations, PC (ECRI) | GE Healthcare (ECRI) | ENTEGRA | ENTEGRA | GE Healthcare (ECRI) |  | Retired | HQ
HQBOI002 |  | THERMOMETER | THERMOMETER | Welch Allyn Inc (ECRI) | SURE TEMP PLUS | SURE TEMP PLUS | Welch Allyn Inc (ECRI) | 09310268 | Retired | HQ
HQBOI003 |  | TYMPANOMETER | TYMPANOMETER | Welch Allyn Inc (ECRI) | 3 | MicroTymp | Welch Allyn Inc (ECRI) | 201100222 | Retired | HQ
HQBOI004 |  | Audiometer | Audiometers (ECRI) | Welch Allyn Inc (ECRI) | 23301 | AudioScope 3 | Welch Allyn Inc (ECRI) | 018775 | Retired | HQ
HQBOI005 |  | TYMPANOMETER | TYMPANOMETER | Welch Allyn Inc (ECRI) | ERO SCAN | MAICO DIAG | Welch Allyn Inc (ECRI) | 12686 | Retired | HQ
HQBOI006 |  | THERMOMETER | THERMOMETER | Welch Allyn Inc (ECRI) | SURE TEMP PLUS | SURE TEMP PLUS | Welch Allyn Inc (ECRI) | 09240277 | Retired | HQ
HQBOI007 |  | Electrocardiograph, Portable | Electrocardiographs, Multichannel (ECRI) | Midmark Corp (ECRI) | IQecg | IQecg | Midmark Corp (ECRI) | 465973 | Retired | HQ
HQBOI013 |  | Table, Examination/Treatment | Tables, Examination/Treatment (ECRI) | Midmark Corp (ECRI) | 204-001 | 204-001 | Midmark Corp (ECRI) | V1031806 | Active | HQ
HQBOI014 |  | NEBULIZER | Nebulizers (ECRI) | DeVilbliss Healthcare (ECRI) | 46500 | 46500 | DeVilbliss Healthcare (ECRI) | D2997709 | Retired | HQ
HQBOI016 |  | DEFIBRILLATOR - AED | Defibrillators, External, Auto (ECRI) | ZOLL Medical Corp (ECRI) | AED | AED | ZOLL Medical Corp (ECRI) | X09L433587 | Retired | HQ
HQBOI017 |  | Table, Examination/Treatment | Tables, Examination/Treatment (ECRI) | Midmark Corp (ECRI) | 204 | 204 | Midmark Corp (ECRI) | V1031807 | Retired | HQ
HQC002 | HQC002 | THERMOMETER | THERMOMETER | Welch Allyn Inc (ECRI) | SURE TEMP PLUS | SURE TEMP PLUS | Welch Allyn Inc (ECRI) | 08237789 | Active | HQ
HQC006 | HQC006 | THERMOMETER | THERMOMETER | Welch Allyn Inc (ECRI) | SURE TEMP PLUS | SURE TEMP PLUS | Welch Allyn Inc (ECRI) | 08432894 | Active | HQ
HQC009 | HQC009 | THERMOMETER | THERMOMETER | Welch Allyn Inc (ECRI) | SURE TEMP PLUS | SURE TEMP PLUS | Welch Allyn Inc (ECRI) | 09040260 | Retired | HQ
HQC017-I | T&M-NO REMI | Electrocardiograph, Portable | Electrocardiographs, Multichannel (ECRI) | Midmark Corp (ECRI) | IQecg | IQecg | Midmark Corp (ECRI) | 444774 | Active | HQ
HQC019 | HQC019 | Centrifuge, Tabletop | Centrifuges, Tabletop (ECRI) | Drucker Diagnostics (ECRI) | 642E Quest | Horizon 642E Quest | HORIZON HEALTHCARE SUPPLY | 520708-736 | Active | HQ
HQC020 | HQC020 | THERMOMETER | THERMOMETER | Welch Allyn Inc (ECRI) | SURE TEMP PLUS | SURE TEMP PLUS | Welch Allyn Inc (ECRI) | 09030856 | Active | HQ
HQC023 | HQC023 | THERMOMETER | THERMOMETER | Welch Allyn Inc (ECRI) | SURE TEMP PLUS | SURE TEMP PLUS | Welch Allyn Inc (ECRI) | 09040258 | Retired | HQ
HQC033 | HQC033 | THERMOMETER | THERMOMETER | Welch Allyn Inc (ECRI) | SURE TEMP PLUS | SURE TEMP PLUS | Welch Allyn Inc (ECRI) | 08433009 | Active | HQ
HQC035 | HQC035 | THERMOMETER | THERMOMETER | Welch Allyn Inc (ECRI) | SURE TEMP PLUS | SURE TEMP PLUS | Welch Allyn Inc (ECRI) | 08432875 | Active | HQ
HQC039 | HQC039 | THERMOMETER | THERMOMETER | Welch Allyn Inc (ECRI) | SURE TEMP PLUS | SURE TEMP PLUS | Welch Allyn Inc (ECRI) | 08237708 | Retired | HQ
HQC040 | HQC040 | OXIMETER | Oximeters, Pulse (ECRI) | Covidien Inc (ECRI) | N-65 | Nellcor | NELLCOR INCORP | G09805308 | Active | HQ
HQC044 | HQC044 | OXIMETER | Oximeters, Pulse (ECRI) | Covidien Inc (ECRI) | N-65 | Nellcor | NELLCOR INCORP | G08818531 | Retired | HQ
HQC045 | HQC045 | NEBULIZER, NONHEATED | Nebulizers (ECRI) | PARI Respiratory (ECRI) | 37.0101 | 37.0101 | PARI Respiratory (ECRI) | AD09C04267 | Active | HQ
HQC046 | HQC046 | NEBULIZER, NONHEATED | Nebulizers (ECRI) | PARI Respiratory (ECRI) | 37.0101 | 37.0101 | PARI Respiratory (ECRI) | AD09C04266 | Retired | HQ
HQC047 | HQC047 | EXAM LIGHT | LIGHT - EXAMINATION | Burton Medical LLC (ECRI) | UV 503 | UV 503 | Burton Medical LLC (ECRI) | 5233483 | Retired | HQ
HQCPT002 | HQCPT002 | RECUMBANT BICYCLE | Exercisers, Bicycle (ECRI) | Full Vision Inc (ECRI) | HRT R2650 | HRT R2650 | Full Vision Inc (ECRI) | RB790306090189 | Retired | HQ
HQCPT003 | HQCPT003 | Exerciser, Rowing | Exercisers, Rowing (ECRI) | First Degree Fitness (ECRI) | FDR-02 | FDR-02 | First Degree Fitness (ECRI) | N/A | Retired | HQ
HQCPT007 | HQCPT007 | BICYCLE | Exercisers, Bicycle (ECRI) | DIAMONDBACK FITNESS | 2000 | 2000 | DIAMONDBACK FITNESS | N/A | Retired | HQ
HQCPT008 | HQCPT008 | RECUMBENT BICYCLE | Exercisers, Bicycle (ECRI) | Full Vision Inc (ECRI) | HRT R2100 | HRT R2100 | Full Vision Inc (ECRI) | N/A | Retired | HQ
HQCPT009 | HQCPT009 | BICYCLE | Exercisers, Bicycle (ECRI) | Full Vision Inc (ECRI) | HRT E3600 | HRT E3600 | Full Vision Inc (ECRI) | CB000606020083 | Retired | HQ
HQCPT011 | HQCPT011 | BICYCLE | Exercisers, Bicycle (ECRI) | Full Vision Inc (ECRI) | HRT E3600 | HRT E3600 | Full Vision Inc (ECRI) | CB29B091200048 | Retired | HQ
HQCPT016 | HQCPT016 | Exerciser, Treadmill | Exercisers, Treadmills (ECRI) | Landice Inc (ECRI) | L7 | L7 | Landice Inc (ECRI) | 08137 | Retired | HQ
HQCPT017 | HQCPT017 | ELLIPTICAL | EXERCISER - ELLIPTICAL | REEBOK | BODY TREC II | BODY TREC II | REEBOK | N/A | Retired | HQ
HQCPT018 | HQCPT018 | ELLIPTICAL | EXERCISER - ELLIPTICAL | REEBOK | BODY TREC II | BODY TREC II | REEBOK | N/A | Retired | HQ
HQCPT019 | HQCPT019 | BICYCLE | Exercisers, Bicycle (ECRI) | MONARK | 818 | 818 | MONARK | N/A | Retired | HQ
HQCPT020 | HQCPT020 | BICYCLE | Exercisers, Bicycle (ECRI) | MONARK | 818 | 818 | MONARK | N/A | Retired | HQ
HQCPT024 | HQCPT024 | BICYCLE | Exercisers, Bicycle (ECRI) | Full Vision Inc (ECRI) | HRT E3600 | HRT E3600 | Full Vision Inc (ECRI) | CB28B091200054 | Retired | HQ
HQCPT025 | HQCPT025 | Exerciser, Treadmill | Exercisers, Treadmills (ECRI) | Landice Inc (ECRI) | L7 | L7 | Landice Inc (ECRI) | 023845 | Retired | HQ
HQCPT026 | HQCPT026 | Exerciser, Treadmill | Exercisers, Treadmills (ECRI) | Landice Inc (ECRI) | L7 | L7 | Landice Inc (ECRI) | 023848 | Active | HQ
HQCPT027 | HQCPT027 | Exerciser, Treadmill | Exercisers, Treadmills (ECRI) | Landice Inc (ECRI) | L7 | L7 | Landice Inc (ECRI) | 023844 | Retired | HQ
HQCPT028 | HQCPT028 | Exerciser, Treadmill | Exercisers, Treadmills (ECRI) | Landice Inc (ECRI) | L7 | L7 | Landice Inc (ECRI) | 023847 | Retired | HQ
HQCPT032 | HQCPT032 | BICYCLE | Exercisers, Bicycle (ECRI) | RANDAL | WINDRACER | WINDRACER | RANDAL | 5727 | Retired | HQ
HQCPT034 | HQCPT034 | Exerciser, Rowing | Exercisers, Rowing (ECRI) | First Degree Fitness (ECRI) | FDR-02 | FDR-02 | First Degree Fitness (ECRI) | N/A | Retired | HQ
HQCPT035 | HQCPT035 | TREADMILL | EXERCISER - TREADMILL | TRACKMASTER | TM215 | TM215 | TRACKMASTER | 15249 | Retired | HQ
HQCPT036 | HQCPT036 | Exerciser, Rowing | Exercisers, Rowing (ECRI) | Concept 2 Inc (ECRI) | PM3 | PM3 | Concept 2 Inc (ECRI) | N/A | Retired | HQ
HQCPT037 | HQCPT037 | RECUMBENT BICYCLE | Exercisers, Bicycle (ECRI) | Full Vision Inc (ECRI) | HRT R2100 | HRT R2100 | Full Vision Inc (ECRI) | N/A | Retired | HQ
HQCPT038 | HQCPT038 | TREADMILL | EXERCISER - TREADMILL | SENSORMEDICS CORP | 2000 | 2000 | SENSORMEDICS CORP | L6Y50668M | Retired | HQ
HQCPT039 | HQCPT039 | PULMONARY FUNCTION ANALYZER | ANALYZER - PULMONARY FUNCTION | SENSORMEDICS CORP | VMAX29C | VMAX29C | SENSORMEDICS CORP | 61029CX00016 | Retired | HQ
HQCPT040 | ` | Defibrillator | Defibrillators (ECRI) | ZOLL Medical Corp (ECRI) | M SERIES | M Series | ZOLL Medical Corp (ECRI) | T05I74382 | Retired | HQ
HQCPT041 | HQCPT041 | SUCTION, PORTABLE | PUMP - SUCTION | SCHUCO INC | 5711-130 | 5711-130 | SCHUCO INC | 052787 | Retired | HQ
HQCPT042 | HQCPT042 | DEFIBRILLATOR - AED | Defibrillators, External, Auto (ECRI) | ZOLL Medical Corp (ECRI) | AED | AED | ZOLL Medical Corp (ECRI) | X054033700 | Retired | HQ
HQCPT048 | HQCPT048 | SEATED STEPPER | EXERCISER - STEPPER - SEATED | PMR PRODUCTS | TR4000 | TR4000 | PMR PRODUCTS | T4466994 | Retired | HQ
HQCS007 | HQCS007 | OXIMETER | Oximeters, Pulse (ECRI) | Covidien Inc (ECRI) | N-65 | Nellcor | NELLCOR INCORP | G08817751 | Retired | HQ
HQF001 | HQF001 | Centrifuge, Tabletop | Centrifuges, Tabletop (ECRI) | Drucker Diagnostics (ECRI) | 642E Quest | Horizon 642E Quest | HORIZON HEALTHCARE SUPPLY | 520508-1190 | Active | HQ
HQF002 | HQF002 | TABLE - EXAM/TREATMENT | TABLE - EXAM/TREATMENT | ENOCHS Examining (ECRI) | ELPAK1000 | ELPAK1000 | ENOCHS Examining (ECRI) | N/A | Retired | HQ
HQF003 | HQF003 | GS Integrated Wall System | Ophthalmoscope/Otoscope/Vital Signs Measuring Systems (ECRI) | Welch Allyn Inc (ECRI) | 767 Series | 767 Series | Welch Allyn Inc (ECRI) | N/A | Active | HQ
HQF004 | HQF004 | TABLE - EXAM/TREATMENT | TABLE - EXAM/TREATMENT | ENOCHS Examining (ECRI) | ELPAK1000 | ELPAK1000 | ENOCHS Examining (ECRI) | N/A | Active | HQ
HQF005 | HQF005 | GS Integrated Wall System | Ophthalmoscope/Otoscope/Vital Signs Measuring Systems (ECRI) | Welch Allyn Inc (ECRI) | 767 Series | 767 Series | Welch Allyn Inc (ECRI) | N/A | Active | HQ
HQF006 | HQF006 | Table, Examination/Treatment | Tables, Examination/Treatment (ECRI) | Midmark Corp (ECRI) | 104 | 104 | Midmark Corp (ECRI) | KE015793 | Retired | HQ
HQF007 | HQF007 | GS Integrated Wall System | Ophthalmoscope/Otoscope/Vital Signs Measuring Systems (ECRI) | Welch Allyn Inc (ECRI) | 767 Series | 767 Series | Welch Allyn Inc (ECRI) | N/A | Active | HQ
HQF008 | HQF008 | TABLE - EXAM/TREATMENT | TABLE - EXAM/TREATMENT | HAUSMANN IND | 4416 | 4416 | HAUSMANN IND | N/A | Active | HQ
HQF009 | HQF009 | GS Integrated Wall System | Ophthalmoscope/Otoscope/Vital Signs Measuring Systems (ECRI) | Welch Allyn Inc (ECRI) | 767 Series | 767 Series | Welch Allyn Inc (ECRI) | N/A | Active | HQ
HQF010 | HQF010 | EKG - PORTABLE | EKG/ECG MACHINE | BURDICK CORP DIV SIEMENS CORP | LEII | ECLIPSE | BURDICK CORP DIV SIEMENS CORP | 0986 | Active | HQ
HQF012 | HQF012 | GS Integrated Wall System | Ophthalmoscope/Otoscope/Vital Signs Measuring Systems (ECRI) | Welch Allyn Inc (ECRI) | 767 Series | 767 Series | Welch Allyn Inc (ECRI) | N/A | Active | HQ
HQF013 | HQF013 | NEBULIZER | Nebulizers (ECRI) | DeVilbliss Healthcare (ECRI) | Pulmo-Aide | Pulmo-Aide | DeVilbliss Healthcare (ECRI) | 72817 | Active | HQ
HQF014 | HQF014 | THERMOMETER | THERMOMETER | Welch Allyn Inc (ECRI) | SURE TEMP PLUS | SURE TEMP PLUS | Welch Allyn Inc (ECRI) | 09380135 | Active | HQ
HQF015 | HQF015 | THERMOMETER | THERMOMETER | Welch Allyn Inc (ECRI) | SURE TEMP PLUS | SURE TEMP PLUS | Welch Allyn Inc (ECRI) | 08403103 | Active | HQ
HQF016 | HQF016 | DEFIBRILLATOR - AED | Defibrillators, External, Auto (ECRI) | ZOLL Medical Corp (ECRI) | AED | AED | ZOLL Medical Corp (ECRI) | X10A35246 | Active | HQ
HQF017-I | T&M-NO REMI | Electrocardiograph, Portable | Electrocardiographs, Multichannel (ECRI) | Midmark Corp (ECRI) | IQecg | IQecg | Midmark Corp (ECRI) | 461959 | Retired | HQ
HQF018 | HQF018 | Thermometer, Electronic | Thermometers, Electronic (ECRI) | Welch Allyn Inc (ECRI) | 690 | SureTemp Plus | Welch Allyn Inc (ECRI) | 05248884 | Active | HQ
HQF019 | V3244 | Monitor, Vital Signs | MONITOR - VITAL SIGN | DATASCOPE CORPORATION | Accutorr Plus | Accutorr Plus | DATASCOPE CORPORATION | A741293-E5 | Active | HQ
HQF020 | HQF015 | THERMOMETER | THERMOMETER | Welch Allyn Inc (ECRI) | SURE TEMP PLUS | SURE TEMP PLUS | Welch Allyn Inc (ECRI) | 15471660 | Active | HQ
HQF021 | HQ | THERMOMETER | THERMOMETER | Welch Allyn Inc (ECRI) | SURE TEMP PLUS | SURE TEMP PLUS | Welch Allyn Inc (ECRI) | 15470137 | Active | HQ
HQF022 |  | THERMOMETER | THERMOMETER | Welch Allyn Inc (ECRI) | SURE TEMP PLUS | SURE TEMP PLUS | Welch Allyn Inc (ECRI) | 13430213 | Active | HQ
HQF023 |  | Microscope, Laboratory | Microscopes, Laboratory (ECRI) | Seiler Instrument (ECRI) | WESTLAB | WESTLAB | Seiler Instrument (ECRI) | 0401739 | Retired | HQ
HQF024 |  | DIABETIC ANALYZER-BLOOD/URINE | Analyzers, Laboratory, Blood (ECRI) | Siemens Healthcare (ECRI) | DCA | DCA Vantage Analyzer | Siemens Healthcare (ECRI) | S054576 | Active | HQ
HQF025 | HQF015 | Audiometer | Audiometers (ECRI) | Welch Allyn Inc (ECRI) | 23301 | AudioScope 3 | Welch Allyn Inc (ECRI) | 201401216 | Retired | HQ
HQF026 | HQF015 | Thermometer, Electronic | Thermometers, Electronic (ECRI) | Welch Allyn Inc (ECRI) | 690 | SureTemp Plus | Welch Allyn Inc (ECRI) | N/A | Active | HQ
HQFOB001 | HQFOB001 | Table, Examination/Treatment | Tables, Examination/Treatment (ECRI) | Midmark Corp (ECRI) | 404 | 404 | Midmark Corp (ECRI) | GK014999 | Retired | HQ
HQFOB002 | HQFOB002 | EXAM LIGHT | LIGHT - EXAMINATION | MCKESSON INFORMATION SOLUTIONS | 81-015110 | 81-015110 | MCKESSON INFORMATION SOLUTIONS | 5719 | Retired | HQ
HQFOB003 | HQFOB003 | Table, Examination/Treatment | Tables, Examination/Treatment (ECRI) | Midmark Corp (ECRI) | 404 | 404 | Midmark Corp (ECRI) | GK014998 | Retired | HQ
HQFOB005 | HQFOB005 | FETAL MONITOR | Monitors, Fetal (ECRI) | GE Healthcare (ECRI) | 170 | Corometrics | COROMETRICS MEDICAL SYSTEMS | 14001309 | Retired | HQ
HQFOB006 | HQFOB006 | EXAM LIGHT | LIGHT - EXAMINATION | Burton Medical LLC (ECRI) | 0124500 | 0124500 | Burton Medical LLC (ECRI) | 07237 | Retired | HQ
HQFOB009 | HQFOB009 | MONITOR, VIDEO | MONITOR - DISPLAY | Sony Electronics (ECRI) | PVM 14N5U | PVM 14N5U | Sony Electronics (ECRI) | 6008165 | Retired | HQ
HQFOB010 | HQFOB010 | Table, Examination/Treatment | Tables, Examination/Treatment (ECRI) | Midmark Corp (ECRI) | 404 | 404 | Midmark Corp (ECRI) | GK014997 | Retired | HQ
HQFOB011 | HQFOB011 | EXAM LIGHT | LIGHT - EXAMINATION | MCKESSON INFORMATION SOLUTIONS | 81-015110 | 81-015110 | MCKESSON INFORMATION SOLUTIONS | 6658 | Retired | HQ
HQFOB016-I | HQFOB016-I | ULTRASOUND UNIT | Scanning Systems, Ultrasound (ECRI) | Philips Healthcare (ECRI) | ENVISOR | ENVISOR | Philips Healthcare (ECRI) | US20505854 | Retired | HQ
HQFOB018 | HQFOB018 | Light, Examination | Lights, Examination (ECRI) | Midmark Corp (ECRI) | 152-001 | Ritter 152 | Welch Allyn Inc (ECRI) | 9900214 | Retired | HQ
HQFPT001 | HQFPT001 | blood pressure system | MONITOR - VITAL SIGN | COLINS MEDICAL INSTRUMENTS | 8800P | 8800P | COLINS MEDICAL INSTRUMENTS | A5300715 | Retired | HQ
HQFPT002 | HQFPT002 | Strength Test System | STRENGTH TESTING SYSTEM | LOREDAN | LIDO Active | LIDO Active | LOREDAN | 0589532 | Retired | HQ
HQFPT003 | HQFPT003 | ULTRASONIC THERAPY UNIT | Ultrasound Therapy Systems, Physical Therapy (ECRI) | Richmar (ECRI) | 7.6 | 7.6 | Richmar (ECRI) | 0213061605 | Retired | HQ
HQFPT005 | HQFPT005 | BATH | Baths, Water (ECRI) | North Coast Medical Inc (ECRI) | 1000 | Splint-Form | North Coast Medical Inc (ECRI) | N/A | Retired | HQ
HQFPT007 | HQFPT007 | UPPER BODY CYCLE | EXERCISER - UPPER BODY | CYBEX International Inc (ECRI) | UBE | UBE | CYBEX International Inc (ECRI) | 2450M1ZE0253 | Retired | HQ
HQFPT008 | HQFPT008 | BICYCLE | Exercisers, Bicycle (ECRI) | CYBEX DIV LUMEX INC | CYBEX | CYBEX | CYBEX DIV LUMEX INC | 1680K183505 | Retired | HQ
HQFPT009 | HQFPT009 | ELECTROSTIM | STIMULATOR | PROMATEK | 180-2I | 180-2I | PROMATEK | 545-1630 | Retired | HQ
HQFPT010 | HQFPT010 | COLD PACK CHILLING UNIT | HYDROCOLLATOR | CHATTANOOGA CORPORATION | 2402 | M-2 | CHATTANOOGA CORPORATION | 70786 | Retired | HQ
HQFPT011 | HQFPT011 | COLD PACK CHILLING UNIT | HYDROCOLLATOR | CHATTANOOGA CORPORATION | 2402 | M-2 | CHATTANOOGA CORPORATION | 10301-D | Retired | HQ
HQFPT012 | HQFPT012 | COLD PACK CHILLING UNIT | HYDROCOLLATOR | CHATTANOOGA CORPORATION | 2402 | M-2 | CHATTANOOGA CORPORATION | 6751 | Retired | HQ
HQFPT013 | HQFPT013 | OXIMETER | Oximeters, Pulse (ECRI) | Covidien Inc (ECRI) | N-65 | Nellcor | NELLCOR INCORP | G08816601 | Retired | HQ
HQFPT016 | HQFPT016 | TABLE - EXAM/TREATMENT | TABLE - EXAM/TREATMENT | CHATTANOOGA CORPORATION | TXE-1 | TXE-1 | CHATTANOOGA CORPORATION | 2996 | Active | HQ
HQFPT017 | HQFPT017 | TABLE | TABLE - EXAM/TREATMENT | True Mfg Co Inc (ECRI) | 40006 | 40006 | True Mfg Co Inc (ECRI) | 0288-2646 | Retired | HQ
HQFPT018 | HQFPT018 | RECUMBANT BICYCLE | Exercisers, Bicycle (ECRI) | Star Trac Health & Fitness Inc | RBX | RBX | Star Trac Health & Fitness Inc | 9-3080- MINTPO | Active | HQ
HQFPT019 | HQFPT019 | STIMULATOR | STIMULATOR | PHAORESOR II | PM700 | PM700 | PHAORESOR II | 11965 | Retired | HQ
HQFPT020 | HQFPT020 | STIMULATOR | STIMULATOR - MUSCLE | EMPI | DUPEL | DUPEL | DUPEL | 05-6062826 | Active | HQ
HQFPT021 | HQFPT021 | COMPTENZ | STIMULATOR - NERVE | 3M Health Care (ECRI) | 6820 | 6820 | 3M Health Care (ECRI) | CT015026 | Retired | HQ
HQFPT023 | HQFPT023 | STIMULATOR | STIMULATOR - MUSCLE | EMPI | DUPEL | DUPEL | DUPEL | 08-4321659 | Retired | HQ
HQFPT024 | HQFPT024 | STIMULATOR | STIMULATOR - MUSCLE | EMPI | DUPEL | DUPEL | DUPEL | 06-2679964 | Retired | HQ
HQFPT025 | HQFPT025 | STIMULATOR | STIMULATOR - MUSCLE | EMPI | DUPEL | DUPEL | DUPEL | 03-3166533 | Retired | HQ
HQFPT026 |  | PARAFFIN BATH | Baths, Paraffin, Physical Therapy (ECRI) | THERA-BAND | TERA BATH PRO | TERA BATH PRO | Welch Allyn Inc (ECRI) | N/A | Active | HQ
HQFPT027 | HQFPT027 | COLD PACK CHILLING UNIT | HYDROCOLLATOR | CHATTANOOGA CORPORATION | 2402 | M-2 | CHATTANOOGA CORPORATION | T1457 | Retired | HQ
HQH000 | HQH000 | N/A | Accessory/Check-In | N/A | ASSORT | ASSORT | N/A |  | Active | HQ
HQH001 | HQH001 | GS Integrated Wall System | Ophthalmoscope/Otoscope/Vital Signs Measuring Systems (ECRI) | Welch Allyn Inc (ECRI) | 767 Series | 767 Series | Welch Allyn Inc (ECRI) | 04390253A | Active | HQ
HQH002 | HQH002 | Table, Examination/Treatment | Tables, Examination/Treatment (ECRI) | Midmark Corp (ECRI) | 104 | 104 | Midmark Corp (ECRI) | V48021 | Retired | HQ
HQH003 | HQH003 | LIGHTS - EXAMINATION | LIGHT - EXAMINATION | Midmark Corp (ECRI) | 152 | LIGHTS, EXAMINATION | Midmark Corp (ECRI) | V691164 | Retired | HQ
HQH004 | HQH004 | NEBULIZER | Nebulizers (ECRI) | Philips Respironics Inc (ECRI) | HS456 | Inspiration Elite | Philips Healthcare (ECRI) | 05100343271 | Active | HQ
HQH005 | HQH005 | SIPAP | INFANT FLOW / SIPAP | Mabis Healthcare Inc (ECRI) | CN02WG | CN02WG | Mabis Healthcare Inc (ECRI) | 073490 | Retired | HQ
HQH007 | HQH007 | GS Integrated Wall System | Ophthalmoscope/Otoscope/Vital Signs Measuring Systems (ECRI) | Welch Allyn Inc (ECRI) | 767 Series | 767 Series | Welch Allyn Inc (ECRI) | 04364721A | Active | HQ
HQH009 | HQH009 | Centrifuge, Tabletop | Centrifuges, Tabletop (ECRI) | Drucker Diagnostics (ECRI) | 642E Quest | Horizon 642E Quest | HORIZON HEALTHCARE SUPPLY | 520807-115 | Retired | HQ
HQH010-I | T&M-NO REMI | Electrocardiograph, Portable | Electrocardiographs, Multichannel (ECRI) | Midmark Corp (ECRI) | IQecg | IQecg | Midmark Corp (ECRI) | 445335 | Active | HQ
HQH012 | HQH012 | GS Integrated Wall System | Ophthalmoscope/Otoscope/Vital Signs Measuring Systems (ECRI) | Welch Allyn Inc (ECRI) | 767 Series | 767 Series | Welch Allyn Inc (ECRI) | 04390375A | Active | HQ
HQH013 | HQH013 | GS Integrated Wall System | Ophthalmoscope/Otoscope/Vital Signs Measuring Systems (ECRI) | Welch Allyn Inc (ECRI) | 767 Series | 767 Series | Welch Allyn Inc (ECRI) | 04390261A | Active | HQ
HQH014 | HQH014 | Table, Examination/Treatment | Tables, Examination/Treatment (ECRI) | Midmark Corp (ECRI) | 204 | 204 | Midmark Corp (ECRI) | V650993 | Active | HQ
HQH015-I | T&M-NO REMI | Electrocardiograph, Portable | Electrocardiographs, Multichannel (ECRI) | Midmark Corp (ECRI) | IQecg | IQecg | Midmark Corp (ECRI) | 445334 | Retired | HQ
HQH018 | HQH018 | GS Integrated Wall System | Ophthalmoscope/Otoscope/Vital Signs Measuring Systems (ECRI) | Welch Allyn Inc (ECRI) | 767 Series | 767 Series | Welch Allyn Inc (ECRI) | N/A | Active | HQ
HQH019 | HQH019 | ELECTROSURGICAL UNIT | ELECTROSURGICAL GENERATOR | Birtcher Medical Systems Inc | 5000 | 5000 | Birtcher Medical Systems Inc | HU50C5810 | Retired | HQ
HQH020 | HQH020 | THERMOMETER | THERMOMETER | Welch Allyn Inc (ECRI) | SURE TEMP PLUS | SURE TEMP PLUS | Welch Allyn Inc (ECRI) | 00230894 | Active | HQ
HQH021 | HQH021 | Table, Examination/Treatment | Tables, Examination/Treatment (ECRI) | Midmark Corp (ECRI) | 204 | 204 | Midmark Corp (ECRI) | V720149 | Active | HQ
HQH022 | HQH022 | GS Integrated Wall System | Ophthalmoscope/Otoscope/Vital Signs Measuring Systems (ECRI) | Welch Allyn Inc (ECRI) | 767 Series | 767 Series | Welch Allyn Inc (ECRI) | 04390386A | Active | HQ
HQH023 | HQH023 | EKG - PORTABLE | EKG/ECG MACHINE | GE Healthcare (ECRI) | MAC 1200 | MAC 1200 | GE Healthcare (ECRI) | 550034493 | Retired | HQ
HQH024 | HQH024 | THERMOMETER | THERMOMETER | Welch Allyn Inc (ECRI) | SURE TEMP PLUS | SURE TEMP PLUS | Welch Allyn Inc (ECRI) | 07509508 | Active | HQ
HQH025 | HQH024 | THERMOMETER | THERMOMETER | Welch Allyn Inc (ECRI) | SURE TEMP PLUS | SURE TEMP PLUS | Welch Allyn Inc (ECRI) | 01527803 | Active | HQ
HQH026 | HQH024 | THERMOMETER | THERMOMETER | Welch Allyn Inc (ECRI) | SURE TEMP PLUS | SURE TEMP PLUS | Welch Allyn Inc (ECRI) | 12051687 | Active | HQ
HQH028 |  | Audiometer | Audiometers (ECRI) | Welch Allyn Inc (ECRI) | 23301 | AudioScope 3 | Welch Allyn Inc (ECRI) | 513122 | Active | HQ
HQH029 |  | Audiometer | Audiometers (ECRI) | Welch Allyn Inc (ECRI) | 23301 | AudioScope 3 | Welch Allyn Inc (ECRI) | 201401059 | Active | HQ
HQHOB007 |  | EXAM LIGHT | LIGHT - EXAMINATION | MCKESSON INFORMATION SOLUTIONS | RM1 | RM1 | MCKESSON INFORMATION SOLUTIONS | BH0063319 | Retired | HQ
HQHOB009 |  | DOPPLER | DOPPLER | SUMMIT DOPPLER SYSTEMS | L250 | LifeDop | SUMMIT DOPPLER SYSTEMS | ID019082 | Retired | HQ
HQHOB010 |  | COLPOSCOPE | COLPOSCOPE | Cooper Surgical Inc (ECRI) | ZOOMSCOPE | ZOOMSCOPE | Cooper Surgical Inc (ECRI) | AWSM11502 | Active | HQ
HQHOP004 | HQHOP004 | THERMOMETER | THERMOMETER | Welch Allyn Inc (ECRI) | SURE TEMP PLUS | SURE TEMP PLUS | Welch Allyn Inc (ECRI) | 09410318 | Active | HQ
HQHOP005 | HQHOP005 | THERMOMETER | THERMOMETER | Welch Allyn Inc (ECRI) | SURE TEMP PLUS | SURE TEMP PLUS | Welch Allyn Inc (ECRI) | 09402801 | Active | HQ
HQHOP008 | HQHOP008 | Table, Examination/Treatment | Tables, Examination/Treatment (ECRI) | Midmark Corp (ECRI) | 222 | 222 | Midmark Corp (ECRI) | KC025606 | Retired | HQ
HQHOP009 | HQHOP009 | THERMOMETER | THERMOMETER | Welch Allyn Inc (ECRI) | SURE TEMP PLUS | SURE TEMP PLUS | Welch Allyn Inc (ECRI) | 08237730 | Active | HQ
HQHOP011 | HQHOP011 | Table, Examination/Treatment | Tables, Examination/Treatment (ECRI) | Midmark Corp (ECRI) | 222 | 222 | Midmark Corp (ECRI) | RG001059 | Retired | HQ
HQHOP012 | HQHOP012 | THERMOMETER | THERMOMETER | Welch Allyn Inc (ECRI) | SURE TEMP PLUS | SURE TEMP PLUS | Welch Allyn Inc (ECRI) | 08240394 | Active | HQ
HQHOP013 | HQHOP013 | THERMOMETER | THERMOMETER | Welch Allyn Inc (ECRI) | SURE TEMP PLUS | SURE TEMP PLUS | Welch Allyn Inc (ECRI) | 08237713 | Active | HQ
HQHOP014 | HQHOP014 | WALL TRANSFORMER | OTOSCOPE | Welch Allyn Inc (ECRI) | 76751 | 76751 | Welch Allyn Inc (ECRI) | N/A | Active | HQ
HQHOP015 | HQHOP015 | Table, Examination/Treatment | Tables, Examination/Treatment (ECRI) | Midmark Corp (ECRI) | 222 | 222 | Midmark Corp (ECRI) | KC021864 | Active | HQ
HQHOP017 | HQHOP017 | MICROSCOPE | Microscopes, Laboratory (ECRI) | PSS SELECT | COMPOUND | COMPOUND | PSS SELECT | N/A | Retired | HQ
HQHOP018 | HQHOP018 | Sterilizing Unit, Tabletop | Sterilizing Units, Steam, Tabletop (ECRI) | Midmark Corp (ECRI) | M7 | Ritter M7 | Midmark Corp (ECRI) | N/A | Retired | HQ
HQHP011 | HQHP011 | Centrifuge, Tabletop | Centrifuges, Tabletop (ECRI) | Drucker Diagnostics (ECRI) | 642E Quest | Horizon 642E Quest | HORIZON HEALTHCARE SUPPLY | 480607=302 | Retired | HQ
HQHP012 | HQHP012 | ELECTROSURGICAL UNIT | ELECTROSURGICAL GENERATOR | BOVIE MEDICAL CORP. | 800 | 800 | BOVIE MEDICAL CORP. | AA5197003 | Retired | HQ
HQHP014 | HQHP014 | GS Integrated Wall System | Ophthalmoscope/Otoscope/Vital Signs Measuring Systems (ECRI) | Welch Allyn Inc (ECRI) | 767 Series | 767 Series | Welch Allyn Inc (ECRI) | N/A | Active | HQ
HQHP016 | HQHP016 | EKG - PORTABLE | EKG/ECG MACHINE | Welch Allyn Inc (ECRI) | AT-2PLUS | AT-2PLUS | Welch Allyn Inc (ECRI) | 026-04794 | Retired | HQ
HQHP017 | HQHP017 | THERMOMETER | THERMOMETER | Welch Allyn Inc (ECRI) | SURE TEMP PLUS | SURE TEMP PLUS | Welch Allyn Inc (ECRI) | 09320411 | Active | HQ
HQHP018 | HQHP018 | THERMOMETER | THERMOMETER | Welch Allyn Inc (ECRI) | SURE TEMP PLUS | SURE TEMP PLUS | Welch Allyn Inc (ECRI) | 09310964 | Active | HQ
HQHP019 | HQHP019 | THERMOMETER | THERMOMETER | Welch Allyn Inc (ECRI) | SURE TEMP PLUS | SURE TEMP PLUS | Welch Allyn Inc (ECRI) | 09310972 | Active | HQ
HQHP023 | HQHP023 | THERMOMETER | THERMOMETER | Welch Allyn Inc (ECRI) | SURE TEMP PLUS | SURE TEMP PLUS | Welch Allyn Inc (ECRI) | 09320407 | Active | HQ
HQHP025 | HQHP025 | THERMOMETER | THERMOMETER | Welch Allyn Inc (ECRI) | SURE TEMP PLUS | SURE TEMP PLUS | Welch Allyn Inc (ECRI) | 09320116 | Active | HQ
HQK001 | HQK001 | THERMOMETER | THERMOMETER | Welch Allyn Inc (ECRI) | SURE TEMP PLUS | SURE TEMP PLUS | Welch Allyn Inc (ECRI) | 09030004 | Active | HQ
HQK009 | HQK009 | THERMOMETER | THERMOMETER | Welch Allyn Inc (ECRI) | SURE TEMP PLUS | SURE TEMP PLUS | Welch Allyn Inc (ECRI) | 09026443 | Retired | HQ
HQK010 | HQK010 | THERMOMETER | THERMOMETER | Welch Allyn Inc (ECRI) | SURE TEMP PLUS | SURE TEMP PLUS | Welch Allyn Inc (ECRI) | 09026587 | Active | HQ
HQK014 | HQK014 | OXIMETER | Oximeters, Pulse (ECRI) | Covidien Inc (ECRI) | N-65 | Nellcor | NELLCOR INCORP | G07811642 | Retired | HQ
HQK019-I | T&M-NO REMI | Electrocardiograph, Portable | Electrocardiographs, Multichannel (ECRI) | Midmark Corp (ECRI) | IQecg | IQecg | Midmark Corp (ECRI) | 445237 | Retired | HQ
HQK020 |  | Audiometer | Audiometers (ECRI) | Welch Allyn Inc (ECRI) | 23000 | AudioScope 3 | Welch Allyn Inc (ECRI) | 013589 | Retired | HQ
HQK021 |  | Centrifuge, Tabletop | Centrifuges, Tabletop (ECRI) | Drucker Diagnostics (ECRI) | 642E Quest | Horizon 642E Quest | HORIZON HEALTHCARE SUPPLY | 521112-1472 | Retired | HQ
HQK022 |  | Table, Examination/Treatment | Tables, Examination/Treatment (ECRI) | Midmark Corp (ECRI) | 204 | 204 | Midmark Corp (ECRI) | V1534414 | Retired | HQ
HQK023 | ROOM 1 | GS Integrated Wall System | Ophthalmoscope/Otoscopes (ECRI) | Welch Allyn Inc (ECRI) | 901093 | Green Series 777 | Welch Allyn Inc (ECRI) | N/A | Active | HQ
HQK024 | ROOM 2 | GS Integrated Wall System | Ophthalmoscope/Otoscopes (ECRI) | Welch Allyn Inc (ECRI) | 901093 | Green Series 777 | Welch Allyn Inc (ECRI) | N/A | Active | HQ
HQK025 |  | THERMOMETER | THERMOMETER | Welch Allyn Inc (ECRI) | SURE TEMP PLUS | SURE TEMP PLUS | Welch Allyn Inc (ECRI) | 13420572 | Active | HQ
HQK026 |  | THERMOMETER | THERMOMETER | Welch Allyn Inc (ECRI) | SURE TEMP PLUS | SURE TEMP PLUS | Welch Allyn Inc (ECRI) | 13421825 | Active | HQ
HQK027 |  | Electrocardiograph, Portable | Electrocardiographs, Multichannel (ECRI) | Midmark Corp (ECRI) | IQecg | IQecg | Midmark Corp (ECRI) | 474925 | Retired | HQ
HQK028 |  | Centrifuge, Tabletop | Centrifuges, Tabletop (ECRI) | Drucker Diagnostics (ECRI) | 642E Quest | Horizon 642E Quest | HORIZON HEALTHCARE SUPPLY | 130614-67 | Retired | HQ
HQKBN001 |  | STIMULATOR | STIMULATOR | TECA CORPORATION | NEUROSTAR | NEUROSTAR | TECA CORPORATION | 9397 | Retired | HQ
HQKBN002 |  | BLOOD PRESSURE SYSTEM | MONITOR - VITAL SIGN | GE Healthcare (ECRI) | DPC100X | DINAMAP | GE Healthcare (ECRI) | 2018918-001 | Retired | HQ
HQKBN003 |  | OTOSCOPE | MONITOR - VITAL SIGN | Welch Allyn Inc (ECRI) | DPC100X | DINAMAP | Welch Allyn Inc (ECRI) | N/A | Retired | HQ
HQKCT001-I | REMI | EKG - PORTABLE | EKG/ECG MACHINE | GE Healthcare (ECRI) | MAC 1200 | MAC 1200 | GE Healthcare (ECRI) | 110000313 | Retired | HQ
HQKCT002 | HQKCT002 | Defibrillator | Defibrillators (ECRI) | Physio-Control Inc (ECRI) | LIFEPAK 9 | LIFEPAK 9 | Physio-Control Inc (ECRI) | 1961417 | Active | HQ
HQKCT003 | HQKCT003 | GEL WARMER | WARMER - GEL | Whitehall Mfg Div (ECRI) | EBW2 | EBW2 | Whitehall Mfg Div (ECRI) | 113124 | Retired | HQ
HQKCT004-I |  | ULTRASOUND UNIT | Scanning Systems, Ultrasound (ECRI) | Philips Healthcare (ECRI) | HD11XE | HD11XE | Philips Healthcare (ECRI) | US20670371 | Retired | HQ
HQKCT005 | REMI | STRESS TEST SYSTEM | STRESS TEST SYSTEM | Quintron Instrument Co (ECRI) | Q-STRESS | Q-STRESS | Quintron Instrument Co (ECRI) | 1218 | Retired | HQ
HQKCT007 | HQKCT007 | Table, Examination/Treatment | Tables, Examination/Treatment (ECRI) | Midmark Corp (ECRI) | 104 | 104 | Midmark Corp (ECRI) | KC028221 | Retired | HQ
HQKCT008-I | T&M-NO REMI | Electrocardiograph, Portable | Electrocardiographs, Multichannel (ECRI) | Midmark Corp (ECRI) | IQecg | IQecg | Midmark Corp (ECRI) | 464719 | Retired | HQ
HQKCT011 | HQKCT010 | Table, Examination/Treatment | Tables, Examination/Treatment (ECRI) | Midmark Corp (ECRI) | 204 | 204 | Midmark Corp (ECRI) | VA007421 | Retired | HQ
HQKCT012 |  | ULTRASOUND UNIT | Scanning Systems, Ultrasound (ECRI) | Philips Healthcare (ECRI) | HD11XE | HD11XE | Philips Healthcare (ECRI) | US50670675 | Retired | HQ
HQKOB001 | HQKOB001 | TABLE, EXAM-TREATMENT | TABLE - EXAM/TREATMENT | HAMILTON COMPANY | E-SERIES | E-SERIES | HAMILTON COMPANY | N/A | Retired | HQ
HQKOB002 | HQKOB002 | Light, Examination | Lights, Examination (ECRI) | Welch Allyn Inc (ECRI) | 48300 | Exam Light I | Welch Allyn Inc (ECRI) | N/A | Retired | HQ
HQKOB003 | HQKOB003 | COLPOSCOPE | COLPOSCOPE | Cooper Surgical Inc (ECRI) | 1H | ColpoStar | Cooper Surgical Inc (ECRI) | N/A | Retired | HQ
HQKOB004 | HQKOB004 | Centrifuge, Tabletop | Centrifuges, Tabletop (ECRI) | Drucker Diagnostics (ECRI) | 642E Quest | Horizon 642E Quest | HORIZON HEALTHCARE SUPPLY | 520810-1114 | Retired | HQ
HQKOB005 | HQKOB005 | DOPPLER | DOPPLER | AQUA | CD2 | CD2 | AQUA | 00263 | Retired | HQ
HQKOB006 | HQKOB006 | DOPPLER | DOPPLER | Huntleigh Diagnostics (ECRI) | D900X | Mini Dopplex | Huntleigh Healthcare (ECRI) | 920LX0A09955 | Retired | HQ
HQKOB007 | HQKOB007 | TABLE - EXAM-TREATMENT | TABLE - EXAM/TREATMENT | Midmark Corp (ECRI) | 132 | TABLE, EXAM-TREATMEN | Midmark Corp (ECRI) | N/A | Retired | HQ
HQKOB008 | HQKOB008 | TABLE - EXAM-TREATMENT | TABLE - EXAM/TREATMENT | Midmark Corp (ECRI) | 132 | TABLE, EXAM-TREATMEN | Midmark Corp (ECRI) | E5572 | Retired | HQ
HQKOB009 | HQKOB009 | TABLE - EXAM-TREATMENT | TABLE - EXAM/TREATMENT | Midmark Corp (ECRI) | 132 | TABLE, EXAM-TREATMEN | Midmark Corp (ECRI) | B56947 | Retired | HQ
HQKOB010 | HQKOB010 | FETAL MONITOR | Monitors, Fetal (ECRI) | OXFORD | SONICAID | SONICAID | OXFORD | T5150007 | Retired | HQ
HQKOB012 | HQKOB012 | TABLE - EXAM-TREATMENT | TABLE - EXAM/TREATMENT | Midmark Corp (ECRI) | 132 | TABLE, EXAM-TREATMEN | Midmark Corp (ECRI) | BS008684 | Retired | HQ
HQKOB013 | HQKOB013 | LIGHTS - EXAMINATION | LIGHT - EXAMINATION | Midmark Corp (ECRI) | 152 | LIGHTS, EXAMINATION | Midmark Corp (ECRI) | N/A | Retired | HQ
HQKOB014 | HQKOB014 | Microscope, Laboratory | Microscopes, Laboratory (ECRI) | Seiler Instrument (ECRI) | WESTLAB | WESTLAB | Seiler Instrument (ECRI) | N/A | Retired | HQ
HQKOB015 | HQKOB015 | FETAL MONITOR | Monitors, Fetal (ECRI) | GE Healthcare (ECRI) | 142 | Corometrics | COROMETRICS MEDICAL SYSTEMS | AAL0760771 | Retired | HQ
HQKOB016 | HQKOB016 | FETAL MONITOR | Monitors, Fetal (ECRI) | GE Healthcare (ECRI) | 142 | Corometrics | COROMETRICS MEDICAL SYSTEMS | AAL1172245 | Retired | HQ
HQKOB017 | HQKOB017 | CHAIR, EXAM | TABLE - EXAM/TREATMENT | Midmark Corp (ECRI) | 75 | EVOLUTION | Midmark Corp (ECRI) | JY003370 | Retired | HQ
HQKOB018 | HQKOB018 | EXAM LIGHT | LIGHT - EXAMINATION | MCKESSON INFORMATION SOLUTIONS | 81-015110 | 81-015110 | MCKESSON INFORMATION SOLUTIONS | BH0035239 | Retired | HQ
HQKOB019 | HQKOB019 | LIGHT SOURCE | LIGHT SOURCE - ENDOSCOPIC | Olympus America Inc (ECRI) | CLV-S20 | CLV-S20 | Olympus America Inc (ECRI) | 7723772 | Retired | HQ
HQKOB020 | HQKOB020 | CAMERA | CAMERA - VIDEO - ENDOSCOPE | Smith & Nephew Inc (ECRI) | 7205292 | DYONICS | Smith & Nephew Inc (ECRI) | 52920247 | Retired | HQ
HQKOB021 | HQKOB021 | MONITOR, VIDEO | MONITOR - DISPLAY | Sony Electronics (ECRI) | PVM-1343MD | Trinitron | Sony Electronics (ECRI) | 2007337 | Retired | HQ
HQKOB022 | HQKOB022 | FETAL MONITOR | Monitors, Fetal (ECRI) | GE Healthcare (ECRI) | 142 | Corometrics | COROMETRICS MEDICAL SYSTEMS | AAL022X2497 | Retired | HQ
HQKOB023 | HQKOB023 | SMOKE FILTRATION SYSTEM | SMOKE EVACUATOR | Cooper Surgical Inc (ECRI) | 52969 | 52969 | COOPER VISION INC REF | 302437-20 | Retired | HQ
HQKOB024 | HQKOB024 | LIGHTS - EXAMINATION | LIGHT - EXAMINATION | Midmark Corp (ECRI) | 152 | LIGHTS, EXAMINATION | Midmark Corp (ECRI) | N/A | Retired | HQ
HQKOB025 | HQKOB025 | TABLE - EXAM-TREATMENT | TABLE - EXAM/TREATMENT | Midmark Corp (ECRI) | 132 | TABLE, EXAM-TREATMEN | Midmark Corp (ECRI) | E1357 | Retired | HQ
HQKOB026 | HQKOB026 | LIGHTS - EXAMINATION | LIGHT - EXAMINATION | Midmark Corp (ECRI) | 152 | LIGHTS, EXAMINATION | Midmark Corp (ECRI) | N/A | Retired | HQ
HQKOB027-I | HQKOB027-I | ULTRASOUND | Scanning Systems, Ultrasound (ECRI) | GE Healthcare (ECRI) | LOGIQ I | ULTRASOUND | GE Healthcare (ECRI) | L327777 | Retired | HQ
HQKOB028 | HQKOB028 | CHAIR, EXAM | TABLE - EXAM/TREATMENT | Midmark Corp (ECRI) | 75 | EVOLUTION | Midmark Corp (ECRI) | EM3815 | Retired | HQ
HQKOB029 | HQKOB029 | Light, Examination | Lights, Examination (ECRI) | Midmark Corp (ECRI) | 152-001 | Ritter 152 | Welch Allyn Inc (ECRI) | N/A | Retired | HQ
HQKOB030 | HQKOB030 | ESU / RF GENERATOR | ELECTROSURGICAL GENERATOR | Ellman International | DUAL RF | Surgitron | Ellman International | 052109-041 | Retired | HQ
HQKOB031 | HQKOB031 | EXAM LIGHT | LIGHT - EXAMINATION | Brewer Co (ECRI) | 15100 | 15100 | Brewer Co (ECRI) | BI0012980 | Retired | HQ
HQKOB032 | HQKOB032 | SUCTION PUMP | PUMP - SUCTION | Medela LLC (ECRI) | 50 | 50 | Medela LLC (ECRI) | 1163132 | Retired | HQ
HQKOB033 | HQKOB033 | Table, Examination/Treatment | Tables, Examination/Treatment (ECRI) | Midmark Corp (ECRI) | 204 | 204 | Midmark Corp (ECRI) | V651291 | Retired | HQ
HQKOB034 | HQKOB034 | EXAM LIGHT | LIGHT - EXAMINATION | MCKESSON INFORMATION SOLUTIONS | 81-015110 | 81-015110 | MCKESSON INFORMATION SOLUTIONS | 5764 | Retired | HQ
HQKOB035 | HQKOB035 | DOPPLER | DOPPLER - FETAL | Huntleigh Diagnostics (ECRI) | FD1 PLUS | Fetal Dopplex I Plus | Huntleigh Healthcare (ECRI) | PX0349123 | Retired | HQ
HQKOB036 | HQKOB036 | EXAM LIGHT | LIGHT - EXAMINATION | MCKESSON INFORMATION SOLUTIONS | 81-015110 | 81-015110 | MCKESSON INFORMATION SOLUTIONS | 5882 | Retired | HQ
HQKOB038 | HQKOB038 | DOPPLER | DOPPLER - FETAL | Huntleigh Diagnostics (ECRI) | FD1 PLUS | Fetal Dopplex I Plus | Huntleigh Healthcare (ECRI) | PX0349547 | Retired | HQ
HQKOB039 | HQKOB039 | ELECTROSURGICAL UNIT | ELECTROSURGICAL GENERATOR | Cooper Surgical Inc (ECRI) | 6000 | LEEP 6000 | COOPER VISION INC REF | 50550259 | Retired | HQ
HQKOB041 | REMI | Scanning System, Ultrasound | Scanning Systems, Ultrasound (ECRI) | GE Healthcare (ECRI) | Voluson E6 | Voluson E6 | GE Healthcare (ECRI) | D58504 | Active | HQ
HQKSN001 |  | ELECTROMYOGRAPH | EMG MACHINE | CADWELL LABS | SIERRA II | SIERRA II | CADWELL LABS | 05069SW002518 | Retired | HQ
HQKSN002 |  | ELECTROMYOGRAPH | EMG MACHINE | Vyaire Medical Inc (ECRI) | VIKING QUEST | VIKING QUEST | Vyaire Medical Inc (ECRI) | PY090277M | Retired | HQ
HQKSN003 |  | TABLE - EXAM/TREATMENT | TABLE - EXAM/TREATMENT | Hillrom Co Inc (ECRI) |  |  | Hillrom Co Inc (ECRI) | PY090277M | Retired | HQ
HQKSN004 |  | ULTRASOUND UNIT | Scanning Systems, Ultrasound (ECRI) | Ultrasound Solutions (ECRI) | HDI 5000 | HDI 5000 | Ultrasound Solutions (ECRI) | 01WQX1 | Retired | HQ
HQKSN005 | PHILIPS | MRI | Scanning Systems, MRI (ECRI) | Philips Healthcare (ECRI) | ACHIEVA | ACHIEVA | Philips Healthcare (ECRI) | 541740 | Retired | HQ
HQKSN006 | AMP: 06011X | EEG SYSTEM | EEG MACHINE | CADWELL LABS | Easy II | Easy II | CADWELL LABS | 0601LX85-11-045 | Retired | HQ
HQKSN008 | HEAD: 30120 | CONTRAST MEDIA INJECTOR | Injectors, Contrast, CT (ECRI) | MEDRAD INCORPORATED | SOLARIS | SPECTRIS | MEDRAD INCORPORATED | 3012011 41622 | Retired | HQ
HQL001 | HQL001 | GS Integrated Wall System | Ophthalmoscope/Otoscope/Vital Signs Measuring Systems (ECRI) | Welch Allyn Inc (ECRI) | 767 Series | 767 Series | Welch Allyn Inc (ECRI) | N/A | Active | HQ
HQL002 | HQL002 | THERMOMETER | THERMOMETER | Welch Allyn Inc (ECRI) | SURE TEMP PLUS | SURE TEMP PLUS | Welch Allyn Inc (ECRI) | 08410725 | Active | HQ
HQL004-I | T&M-NO REMI | Electrocardiograph, Portable | Electrocardiographs, Multichannel (ECRI) | Midmark Corp (ECRI) | IQecg | IQecg | Midmark Corp (ECRI) | 445244 | Retired | HQ
HQL005 | HQL005 | CENTRIFUGE | Centrifuges, Tabletop (ECRI) | Drucker Diagnostics (ECRI) | 614 | 614 | Drucker Diagnostics (ECRI) | 360701-32 | Retired | HQ
HQL007 | HQL007 | THERMOMETER | THERMOMETER | Welch Allyn Inc (ECRI) | SURE TEMP PLUS | SURE TEMP PLUS | Welch Allyn Inc (ECRI) | 08237754 | Active | HQ
HQL009 | HQL009 | OXIMETER | Oximeters, Pulse (ECRI) | NELLCOR INCORP | NPB-40 | NPB-40 | NELLCOR INCORP | G03847006 | Retired | HQ
HQL012 | HQL012 | GS Integrated Wall System | Ophthalmoscope/Otoscope/Vital Signs Measuring Systems (ECRI) | Welch Allyn Inc (ECRI) | 767 Series | 767 Series | Welch Allyn Inc (ECRI) | N/A | Retired | HQ
HQL013 | HQL013 | THERMOMETER | THERMOMETER | Welch Allyn Inc (ECRI) | SURE TEMP PLUS | SURE TEMP PLUS | Welch Allyn Inc (ECRI) | 09475058 | Active | HQ
HQL015 | HQL015 | Table, Examination/Treatment | Tables, Examination/Treatment (ECRI) | Midmark Corp (ECRI) | 104 | 104 | Midmark Corp (ECRI) | V27076 | Retired | HQ
HQL019 | HQL019 | GS Integrated Wall System | Ophthalmoscope/Otoscope/Vital Signs Measuring Systems (ECRI) | Welch Allyn Inc (ECRI) | 767 Series | 767 Series | Welch Allyn Inc (ECRI) | N/A | Active | HQ
HQL022 | HQL022 | EXAM LIGHT | LIGHT - EXAMINATION | Brewer Co (ECRI) | 15100 | 15100 | Brewer Co (ECRI) | BI0018150 | Retired | HQ
HQL023 | HQL023 | EXAM LIGHT | LIGHT - EXAMINATION | Brewer Co (ECRI) | 15100 | 15100 | Brewer Co (ECRI) | BI0018114 | Retired | HQ
HQL025 | HQL025 | THERMOMETER | THERMOMETER | Welch Allyn Inc (ECRI) | SURE TEMP PLUS | SURE TEMP PLUS | Welch Allyn Inc (ECRI) | 12020933 | Active | HQ
HQL026 | HQL026 | WALL TRANSFORMER | OTOSCOPE | Welch Allyn Inc (ECRI) | 797 | 797 | Welch Allyn Inc (ECRI) | N/A | Active | HQ
HQL029 | HQLAG027 | THERMOMETER | THERMOMETER | Welch Allyn Inc (ECRI) | SURE TEMP PLUS | SURE TEMP PLUS | Welch Allyn Inc (ECRI) | 12020935 | Active | HQ
HQL030 | HQL022 | EXAM LIGHT | LIGHT - EXAMINATION | Brewer Co (ECRI) | 15100 | 15100 | Brewer Co (ECRI) | BI0018152 | Retired | HQ
HQL031 | HQL005 | CENTRIFUGE, TABLETOP | Centrifuges, Tabletop (ECRI) | Drucker Diagnostics (ECRI) | MINI ES | MINI ES | Drucker Diagnostics (ECRI) | 520412-713 | Retired | HQ
HQLAG007 | HQLAG007 | Table, Examination/Treatment | Tables, Examination/Treatment (ECRI) | Midmark Corp (ECRI) | 222 | 222 | Midmark Corp (ECRI) | V423267 | Retired | HQ
HQLAG008 | HQLAG008 | Lights, Examination | Lights, Examination (ECRI) | Welch Allyn Inc (ECRI) | 44200 | LS200 | Welch Allyn Inc (ECRI) | N/A | Retired | HQ
HQLAG010 | HQLAG010 | THERMOMETER | THERMOMETER | Welch Allyn Inc (ECRI) | SURE TEMP PLUS | SURE TEMP PLUS | Welch Allyn Inc (ECRI) | 08390839 | Active | HQ
HQLAG011 | HQLAG011 | EKG - PORTABLE | EKG/ECG MACHINE | BURDICK CORP DIV SIEMENS CORP | 3000 | ATRIA 3000 | BURDICK CORP DIV SIEMENS CORP | 08390839 | Retired | HQ
HQLAG012 | HQLAG012 | AUTOCLAVE | STERILIZER | Midmark Corp (ECRI) | M9 | ULTRACLAVE | Midmark Corp (ECRI) | V713264 | Retired | HQ
HQLAG013 | HQLAG013 | DEFIBRILLATOR - AED | Defibrillators, External, Auto (ECRI) | ZOLL Medical Corp (ECRI) | AED | AED | ZOLL Medical Corp (ECRI) | X09J426282 | Retired | HQ
HQLAG014 | HQLAG014 | EXAM LIGHT | LIGHT - EXAMINATION | Burton Medical LLC (ECRI) | 31603 | 31603 | Burton Medical LLC (ECRI) | 5233493 | Retired | HQ
HQLAG015 | HQLAG015 | Centrifuge, Tabletop | Centrifuges, Tabletop (ECRI) | Drucker Diagnostics (ECRI) | 642E Quest | Horizon 642E Quest | HORIZON HEALTHCARE SUPPLY | 481106-36 | Retired | HQ
HQLAG020 | HQLAG020 | X-RAY UNIT | RADIOGRAPHIC UNIT | EUREKA | MC-150 | MC-150 | EUREKA | FS40004 | Active | HQ
HQLAG021 | HQLAG021 | Monitor, Vital Signs | Monitors, Vital Signs (ECRI) | Welch Allyn Inc (ECRI) | LXI | Spot Vital Signs | Welch Allyn Inc (ECRI) | 20090904636 | Retired | HQ
HQLAG027 | HQLAG027 | THERMOMETER | THERMOMETER | Welch Allyn Inc (ECRI) | SURE TEMP PLUS | SURE TEMP PLUS | Welch Allyn Inc (ECRI) | 08390840 | Active | HQ
HQLAG028 | HQLAG028 | AUDIOMETER | Audiometers (ECRI) | BELTONE | 110 | 110 | BELTONE | 1100376 | Retired | HQ
HQLAG029 | HQLAG029 | SPIROMETER | SPIROMETER | BENNETT MTG | PB900 | PB900 | BENNETT MTG | 604048 | Retired | HQ
HQLAG030 | HQLAG030 | VISION - SCREENING - COLOR | VISION SYSTEM | STEREO OPTICAL CO | OPTEC2000 | OPTEC2000 | STEREO OPTICAL CO | P120-605683 | Retired | HQ
HQLAG031 | HQLAG031 | BREATH ANALYZER - ALCOHOL | Analyzers, Point-Of-Care, Breath, Alcohol (ECRI) | INTOXIMETERS | RBT IV | RBT IV | INTOXIMETERS | vs063d | Active | HQ
HQLAG033 | HQLAG021 | Monitor, Vital Signs | Monitors, Vital Signs (ECRI) | Welch Allyn Inc (ECRI) | LXI | Spot Vital Signs | Welch Allyn Inc (ECRI) | 20090904625 | Retired | HQ
HQM002 | HQM002 | Centrifuge, Tabletop | Centrifuges, Tabletop (ECRI) | Drucker Diagnostics (ECRI) | 642E Quest | Horizon 642E Quest | HORIZON HEALTHCARE SUPPLY | 480308-285 | Retired | HQ
HQM003-I | T&M-NO REMI | Electrocardiograph, Portable | Electrocardiographs, Multichannel (ECRI) | Midmark Corp (ECRI) | IQecg | IQecg | Midmark Corp (ECRI) | 444347 | Retired | HQ
HQM004 | HQM004 | GS Integrated Wall System | Ophthalmoscope/Otoscope/Vital Signs Measuring Systems (ECRI) | Welch Allyn Inc (ECRI) | 767 Series | 767 Series | Welch Allyn Inc (ECRI) | N/A | Active | HQ
HQM006 | HQM006 | THERMOMETER | THERMOMETER | Welch Allyn Inc (ECRI) | SURE TEMP PLUS | SURE TEMP PLUS | Welch Allyn Inc (ECRI) | 08240569 | Active | HQ
HQM008 | HQM008 | THERMOMETER | THERMOMETER | Welch Allyn Inc (ECRI) | SURE TEMP PLUS | SURE TEMP PLUS | Welch Allyn Inc (ECRI) | 08237759 | Active | HQ
HQM011 | HQM011 | THERMOMETER | THERMOMETER | Welch Allyn Inc (ECRI) | SURE TEMP PLUS | SURE TEMP PLUS | Welch Allyn Inc (ECRI) | 08237739 | Active | HQ
HQM015 | HQM015 | THERMOMETER | THERMOMETER | Welch Allyn Inc (ECRI) | SURE TEMP PLUS | SURE TEMP PLUS | Welch Allyn Inc (ECRI) | 08240525 | Active | HQ
HQNV008 | HQNV008 | WALL TRANSFORMER | OTOSCOPE | Welch Allyn Inc (ECRI) | 76791-M | 76791-M | Welch Allyn Inc (ECRI) | N/A | Active | HQ
HQP006 | HQP006 | THERMOMETER | THERMOMETER | Welch Allyn Inc (ECRI) | SURE TEMP PLUS | SURE TEMP PLUS | Welch Allyn Inc (ECRI) | 09170904 | Active | HQ
HQP009 | HQP009 | THERMOMETER | THERMOMETER | Welch Allyn Inc (ECRI) | SURE TEMP PLUS | SURE TEMP PLUS | Welch Allyn Inc (ECRI) | 09170904 | Active | HQ
HQP012 | HQP012 | THERMOMETER | THERMOMETER | Welch Allyn Inc (ECRI) | SURE TEMP PLUS | SURE TEMP PLUS | Welch Allyn Inc (ECRI) | 09150323 | Active | HQ
HQP015 | HQP015 | THERMOMETER | THERMOMETER | Welch Allyn Inc (ECRI) | SURE TEMP PLUS | SURE TEMP PLUS | Welch Allyn Inc (ECRI) | 09150218 | Active | HQ
HQP019 | HQP019 | EKG - PORTABLE | EKG/ECG MACHINE | GE Healthcare (ECRI) | MAC 1200 | MAC 1200 | GE Healthcare (ECRI) | 550036405 | Retired | HQ
HQP020 | HQP020 | THERMOMETER | THERMOMETER | Welch Allyn Inc (ECRI) | SURE TEMP PLUS | SURE TEMP PLUS | Welch Allyn Inc (ECRI) | 09150010 | Active | HQ
HQP024 | HQP024 | GS Integrated Wall System | Ophthalmoscope/Otoscope/Vital Signs Measuring Systems (ECRI) | Welch Allyn Inc (ECRI) | 767 Series | 767 Series | Welch Allyn Inc (ECRI) | N/A | Retired | HQ
HQP025 | HQP025 | THERMOMETER | THERMOMETER | Welch Allyn Inc (ECRI) | SURE TEMP PLUS | SURE TEMP PLUS | Welch Allyn Inc (ECRI) | 09150217 | Active | HQ
HQP026 | HQP026 | Microscope, Laboratory | Microscopes, Laboratory (ECRI) | Seiler Instrument (ECRI) | WESTLAB | WESTLAB | Seiler Instrument (ECRI) | N/A | Retired | HQ
HQP027 | HQP027 | Table, Examination/Treatment | Tables, Examination/Treatment (ECRI) | Midmark Corp (ECRI) | 204 | 204 | Midmark Corp (ECRI) | V747142 | Retired | HQ
HQP029 | HQP029 | THERMOMETER | THERMOMETER | Welch Allyn Inc (ECRI) | SURE TEMP PLUS | SURE TEMP PLUS | Welch Allyn Inc (ECRI) | 09150205 | Active | HQ
HQP031 | HQP031 | GS Integrated Wall System | Ophthalmoscope/Otoscope/Vital Signs Measuring Systems (ECRI) | Welch Allyn Inc (ECRI) | 767 Series | 767 Series | Welch Allyn Inc (ECRI) | N/A | Active | HQ
HQP032 | HQP032 | Table, Examination/Treatment | Tables, Examination/Treatment (ECRI) | Midmark Corp (ECRI) | 204 | 204 | Midmark Corp (ECRI) | V747145 | Retired | HQ
HQP033 | HQP033 | DEFIBRILLATOR - AED | Defibrillators, External, Auto (ECRI) | ZOLL Medical Corp (ECRI) | AED | AED | ZOLL Medical Corp (ECRI) | X104435249 | Retired | HQ
HQP034 | HQP034 | Centrifuge, Tabletop | Centrifuges, Tabletop (ECRI) | Drucker Diagnostics (ECRI) | 642E Quest | Horizon 642E Quest | HORIZON HEALTHCARE SUPPLY | 520509-393 | Retired | HQ
HQP035 | HQP035 | Audiometer | Audiometers (ECRI) | Welch Allyn Inc (ECRI) | 23301 | AudioScope 3 | Welch Allyn Inc (ECRI) | 0300609 | Retired | HQ
HQP036-I | T&M-NO REMI | Electrocardiograph, Portable | Electrocardiographs, Multichannel (ECRI) | Midmark Corp (ECRI) | IQecg | IQecg | Midmark Corp (ECRI) | 444352 | Active | HQ
HQP037-I | T&M-NO REMI | Electrocardiograph, Portable | Electrocardiographs, Multichannel (ECRI) | Midmark Corp (ECRI) | IQecg | IQecg | Midmark Corp (ECRI) | 444986 | Retired | HQ
HQPOB001 | HQPOB001 | EXAM LIGHT | LIGHT - EXAMINATION | MCKESSON INFORMATION SOLUTIONS | 81-015110 | 81-015110 | MCKESSON INFORMATION SOLUTIONS | BH0030648 | Retired | HQ
HQPOB002 | HQPOB002 | Exam Light | LIGHT - EXAMINATION | MCKESSON INFORMATION SOLUTIONS | 81-015110 | 81-015110 | Midmark Corp (ECRI) | LP-5897-1106 | Active | HQ
HQPOB003 | HQPOB003 | CRYOABLATION | CRYOSURGICAL UNIT | Cooper Surgical Inc (ECRI) | CG1FA | Her Option CG1 | AMSCO | 534032001 | Active | HQ
HQPOB005-I | HQPOB005-I | ULTRASOUND UNIT | Scanning Systems, Ultrasound (ECRI) | Philips Healthcare (ECRI) | ENVISOR | ENVISOR | Philips Healthcare (ECRI) | US70404108 | Retired | HQ
HQPOB006 | HQPOB006 | Table, Examination/Treatment | Tables, Examination/Treatment (ECRI) | Midmark Corp (ECRI) | 204 | 204 | Midmark Corp (ECRI) | KE023116 | Retired | HQ
HQPOB007 | HQPOB007 | EXAM LIGHT | LIGHT - EXAMINATION | MCKESSON INFORMATION SOLUTIONS | 81-015110 | 81-015110 | MCKESSON INFORMATION SOLUTIONS | ROOM 2 | Retired | HQ
HQPOB008 | HQPOB008 | Table, Examination/Treatment | Tables, Examination/Treatment (ECRI) | Midmark Corp (ECRI) | 204 | 204 | Midmark Corp (ECRI) | KE023117 | Retired | HQ
HQPOB009 | HQPOB009 | FETAL MONITOR | Monitors, Fetal (ECRI) | Huntleigh Diagnostics (ECRI) | DB3000 | DB3000 | Huntleigh Healthcare (ECRI) | 714BX0301257 | Active | HQ
HQPOB010 | HQPOB010 | FETAL MONITOR | Monitors, Fetal (ECRI) | Huntleigh Diagnostics (ECRI) | DB3000 | DB3000 | Huntleigh Healthcare (ECRI) | 714BX0301371 | Active | HQ
HQPOB012 | HQPOB012 | DOPPLER | DOPPLER | IMEX | DOP II | DOP II | IMEX | 89189 | Retired | HQ
HQPOB013 | HQPOB013 | DOPPLER | DOPPLER | IMEX | DOP II | DOP II | IMEX | N/A | Retired | HQ
HQPOB014 | HQPOB014 | THERMOMETER | THERMOMETER | Covidien Inc (ECRI) | 3000 EZ | 3000 EZ | KENDALL-MCGAW LABORATORIES REF | A0812419 | Active | HQ
HQPOB017 | HQPOB017 | DOPPLER | DOPPLER | SUMMIT DOPPLER SYSTEMS | LIFEDOP | LifeDop | SUMMIT DOPPLER SYSTEMS | LD004395 | Retired | HQ
HQPOB018 | HQPOB018 | DOPPLER | DOPPLER | SUMMIT DOPPLER SYSTEMS | LIFEDOP | LifeDop | SUMMIT DOPPLER SYSTEMS | LD004395 | Retired | HQ
HQPOB019 | HQPOB019 | MICROSCOPE | MICROSCOPE | Olympus America Inc (ECRI) | CH | CH | Olympus America Inc (ECRI) | N/A | Retired | HQ
HQPOB020 | HQPOB020 | DOPPLER | DOPPLER | IMEX | DOP II | DOP II | IMEX | N/A | Active | HQ
HQPOB021 | HQPOB021 | INSUFFLATOR | Insufflators (ECRI) | RICHARD WOLF MEDICAL INSTR CO | 2129 | 2129 | RICHARD WOLF MEDICAL INSTR CO | 482 | Retired | HQ
HQPOB022 | HQPOB022 | DOPPLER | DOPPLER | IMEX | DOP II | DOP II | IMEX | N/A | Active | HQ
HQPOB023 | HQPOB023 | EXAM LIGHT | LIGHT - EXAMINATION | MCKESSON INFORMATION SOLUTIONS | 81-015110 | 81-015110 | MCKESSON INFORMATION SOLUTIONS | ROOM 4 | Active | HQ
HQPOB024 | HQPOB024 | Table, Examination/Treatment | Tables, Examination/Treatment (ECRI) | Midmark Corp (ECRI) | 204 | 204 | Midmark Corp (ECRI) | V398067 | Retired | HQ
HQPOB025 | HQPOB025 | LIGHT SOURCE, FIBEROPTIC | LIGHT SOURCE - ENDOSCOPIC | RICHARD WOLF MEDICAL INSTR CO | 4045 | 4045 | RICHARD WOLF MEDICAL INSTR CO | 405 | Active | HQ
HQPOB026 | HQPOB026 | Smoke Filtration System | Smoke Evacuation Systems, Surgical (ECRI) | Ecolab Inc (ECRI) | AIRSAFE Mini Vac | AIRSAFE Mini Vac | Ecolab Inc (ECRI) | H2317 | Retired | HQ
HQPOB028 | HQPOB028 | ELECTROSURGICAL UNIT | ELECTROSURGICAL GENERATOR | CRYO MED | 110-G | 110-G | CRYO MED | 10876 | Retired | HQ
HQPOB032 | HQPOB032 | EXAM LIGHT | LIGHT - EXAMINATION | Burton Medical LLC (ECRI) | 31603 | 31603 | Burton Medical LLC (ECRI) | ROOM 8 | Retired | HQ
HQPOB033 | HQPOB033 | Table, Examination/Treatment | Tables, Examination/Treatment (ECRI) | Midmark Corp (ECRI) | 204 | 204 | Midmark Corp (ECRI) | KE023181 | Retired | HQ
HQPOB034 | HQPOB034 | Table, Examination/Treatment | Tables, Examination/Treatment (ECRI) | Midmark Corp (ECRI) | 204 | 204 | Midmark Corp (ECRI) | KE023182 | Retired | HQ
HQPOB035 | HQPOB035 | EXAM LIGHT | LIGHT - EXAMINATION | MCKESSON INFORMATION SOLUTIONS | 81-015110 | 81-015110 | MCKESSON INFORMATION SOLUTIONS | 7507 | Retired | HQ
HQPOB037 | HQPOB037 | Table, Examination/Treatment | Tables, Examination/Treatment (ECRI) | Midmark Corp (ECRI) | 204 | 204 | Midmark Corp (ECRI) | V651007 | Retired | HQ
HQPOB038 | HQPOB038 | Table, Examination/Treatment | Tables, Examination/Treatment (ECRI) | Midmark Corp (ECRI) | 204 | 204 | Midmark Corp (ECRI) | KE023129 | Retired | HQ
HQPOB039 | HQPOB039 | Light, Examination | Lights, Examination (ECRI) | Brewer Co (ECRI) | 16100 | 16100 | Brewer Co (ECRI) | BH0038342 | Retired | HQ
HQPOB040 | HQPOB040 | Table, Examination/Treatment | Tables, Examination/Treatment (ECRI) | Midmark Corp (ECRI) | 204 | 204 | Midmark Corp (ECRI) | KE023113 | Active | HQ
HQPOB041 | HQPOB041 | MICROSCOPE, LABORATORY OPTICAL | Microscopes, Laboratory (ECRI) | SWIFT INSTRUMENTS INCORP | S1000 | S1000 | SWIFT INSTRUMENTS INCORP | N/A | Retired | HQ
HQPOB042 | HQPOB042 | THERMOMETER | THERMOMETER | Covidien Inc (ECRI) | 3000 EZ | 3000 EZ | KENDALL-MCGAW LABORATORIES REF | A0812436 | Active | HQ
HQPOB044 | HQPOB044 | Monitor, Fetal | Monitors, Fetal (ECRI) | GE Healthcare (ECRI) | Corometrics 172 | Corometrics 172 | COROMETRICS MEDICAL SYSTEMS | REW05224759PA | Retired | HQ
HQPOB045 | HQPOB045 | COROSKOP | RADIOGRAPHIC/FLUOROSCOPIC UNIT | CRYO MED | N/A | N/A | CRYO MED | 9E1306 | Retired | HQ
HQPOB046 | HQPOB046 | COLPOSCOPE | COLPOSCOPE | Cooper Surgical Inc (ECRI) | 1H | ColpoStar | Cooper Surgical Inc (ECRI) | 0110004 | Retired | HQ
HQPOB047 | HQPOB047 | DOPPLER | DOPPLER | IMEX | DOP II | DOP II | CAREFUSION | P144417 | Retired | HQ
HQPOB048 | HQPOB048 | DOPPLER | DOPPLER | IMEX | DOP II | DOP II | CAREFUSION | P144416 | Retired | HQ
HQPOB049 | HQPOB049 | Table, Examination/Treatment | Tables, Examination/Treatment (ECRI) | Midmark Corp (ECRI) | 204 | 204 | Midmark Corp (ECRI) | V851859 | Active | HQ
HQPOB050 | HQPOB050 | DOPPLER | DOPPLER | IMEX | DOP II | DOP II | SUMMIT DOPPLER SYSTEMS | LD003621 | Active | HQ
HQPOB052 | REMI | Scanning System, Ultrasound | Scanning Systems, Ultrasound (ECRI) | GE Healthcare (ECRI) | Voluson E6 | Voluson E6 | GE Healthcare (ECRI) | D58966 | Active | HQ
HQPP002 |  | Thermometer, Electronic | Thermometers, Electronic (ECRI) | Welch Allyn Inc (ECRI) | 690 | SureTemp Plus | Welch Allyn Inc (ECRI) | 14480081 | Active | HQ
HQPP010 |  | WALL TRANSFORMER | OTOSCOPE | Welch Allyn Inc (ECRI) | 7670-01 | 7670-01 | Welch Allyn Inc (ECRI) | N/A | Active | HQ
HQPP014 |  | Thermometer, Electronic | Thermometers, Electronic (ECRI) | Welch Allyn Inc (ECRI) | 690 | SureTemp Plus | Welch Allyn Inc (ECRI) | 14480652 | Active | HQ
HQPP020 |  | Thermometer, Electronic | Thermometers, Electronic (ECRI) | Welch Allyn Inc (ECRI) | 690 | SureTemp Plus | Welch Allyn Inc (ECRI) | 14473110 | Active | HQ
HQPP023 |  | Thermometer, Electronic | Thermometers, Electronic (ECRI) | Welch Allyn Inc (ECRI) | 690 | SureTemp Plus | Welch Allyn Inc (ECRI) | 11462206 | Active | HQ
HQPPT001 | HQPPT001 | COLD PACK CHILLING UNIT | HYDROCOLLATOR | CHATTANOOGA CORPORATION | 2402 | M-2 | CHATTANOOGA CORPORATION | 71487 | Retired | HQ
HQPPT002 | HQPPT002 | STIMULATOR | STIMULATOR - MUSCLE | EMPI | 300PV | 300PV | EMPI | 8419015 | Retired | HQ
HQPPT003 | HQPPT003 | ULTRASONIC THERAPY UNIT | Ultrasound Therapy Systems, Physical Therapy (ECRI) | DYNATRONICS | D150 | D150 | DYNATRONICS | 162733 | Retired | HQ
HQPPT004 | HQPPT004 | BATH - WHIRLPOOL | Baths, Whirlpool (ECRI) | Whitehall Mfg Div (ECRI) | L-105-S | PHS2 | Whitehall Mfg Div (ECRI) | 10091416 | Retired | HQ
HQPPT015 | HQPPT015 | STIMULATOR | STIMULATOR - MUSCLE | EMPI | 300PV | 300PV | EMPI | 8308467 | Retired | HQ
HQPPT017 | HQPPT017 | Upright Freezer | Freezers (ECRI) | Absocold Corp (ECRI) | AFD502MW12R | AFD502MW12R | Absocold Corp (ECRI) | 090800413 | Retired | HQ
HQPPT021 | HQPPT021 | BICYCLE | Exercisers, Bicycle (ECRI) | SCIFIT (ECRI) | ISO1000 | ISO1000 | SCIFIT (ECRI) | 571-004677 | Retired | HQ
HQPPT023 | HQPPT023 | STAIR STEPPER | EXERCISER - STEPPER - STANDING | STAIRMASTER | 4200PT | 4200PT | STAIRMASTER | 60406010 | Retired | HQ
HQPPT026 | HQPPT022 | STIMULATOR | STIMULATOR - MUSCLE | DYNATRONICS | D650T | D650T | DYNATRONICS | T03140826 | Retired | HQ
HQPPT027 | HQPPT022 | STIMULATOR | STIMULATOR - MUSCLE | DYNATRONICS | D650T | D650T | DYNATRONICS | M30143765 | Retired | HQ
HQPPT028 | U0852 | Defibrillator, External, Auto | Defibrillators, External, Auto (ECRI) | Welch Allyn Inc (ECRI) | AED 10 | AED 10 | Welch Allyn Inc (ECRI) | 00847946002152 | Active | HQ
HQPPT029 |  | SEATED STEPPER | EXERCISER - STEPPER - SEATED | PMR PRODUCTS | TR4000 | TR4000 | PMR PRODUCTS | N/A | Retired | HQ
HQPPT030 | HQPPT013 | Table, Examination/Treatment | Tables, Examination/Treatment (ECRI) | Armedica Mfg Corp (ECRI) | AM-350 | AM-350 | Armedica Mfg Corp (ECRI) | UNKNOWN | Retired | HQ
HQPPT031 | ` | LEG PRESS MACHINE | EXERCISER - LEG AND ANKLE | ProMaxima Mfg Ltd (ECRI) | P5000 | P5000 | ProMaxima Mfg Ltd (ECRI) | UNKNOWN | Retired | HQ
HQROB | HQROB | Table, Examination/Treatment | Tables, Examination/Treatment (ECRI) | Midmark Corp (ECRI) | 204 | 204 | Midmark Corp (ECRI) | V833900 | Retired | HQ
HQROB001 | HQROB001 | Table, Examination/Treatment | Tables, Examination/Treatment (ECRI) | Midmark Corp (ECRI) | 204 | 204 | Midmark Corp (ECRI) | V833911 | Retired | HQ
HQROB003 | HQROB003 | EXAM LIGHT | LIGHT - EXAMINATION | Brewer Co (ECRI) | 15100 | 15100 | Brewer Co (ECRI) | BI0012276 | Active | HQ
HQROB004 | HQROB004 | THERMOMETER | THERMOMETER | Welch Allyn Inc (ECRI) | SURE TEMP PLUS | SURE TEMP PLUS | Welch Allyn Inc (ECRI) | 09443763 | Active | HQ
HQROB006 | HQROB006 | THERMOMETER | THERMOMETER | Welch Allyn Inc (ECRI) | SURE TEMP PLUS | SURE TEMP PLUS | Welch Allyn Inc (ECRI) | 09443747 | Active | HQ
HQROB008 | HQROB008 | EXAM LIGHT | LIGHT - EXAMINATION | Brewer Co (ECRI) | 15100 | 15100 | Brewer Co (ECRI) | BI0012279 | Active | HQ
HQROB010 | HQROB010 | COLPOSCOPE | COLPOSCOPE | LEISEGANG | 1DSUL | 1DSUL | LEISEGANG | 34241 | Retired | HQ
HQROB011 | HQROB011 | COLPOSCOPE | COLPOSCOPE | APPLIED BIOSYSTEMS | F200 | F200 | APPLIED BIOSYSTEMS | N/A | Retired | HQ
HQROB012 | HQROB012 | CAMERA | CAMERA - VIDEO | Cooper Surgical Inc (ECRI) | HS3000 | HS3000 | COOPER VISION INC REF | 0595-06 | Retired | HQ
HQROB013 | HQROB013 | THERMOMETER | THERMOMETER | Welch Allyn Inc (ECRI) | SURE TEMP PLUS | SURE TEMP PLUS | Welch Allyn Inc (ECRI) | 09443684 | Active | HQ
HQROB014 | HQROB014 | GS Integrated Wall System | Ophthalmoscope/Otoscope/Vital Signs Measuring Systems (ECRI) | Welch Allyn Inc (ECRI) | 767 Series | 767 Series | Welch Allyn Inc (ECRI) | N/A | Retired | HQ
HQROB018 | HQROB018 | THERMOMETER | THERMOMETER | Welch Allyn Inc (ECRI) | SURE TEMP PLUS | SURE TEMP PLUS | Welch Allyn Inc (ECRI) | 09450669 | Active | HQ
HQROB019 | HQROB019 | Table, Examination/Treatment | Tables, Examination/Treatment (ECRI) | Midmark Corp (ECRI) | 204 | 204 | Midmark Corp (ECRI) | KE022028 | Active | HQ
HQROB020 | HQROB020 | FETAL MONITOR | Monitors, Fetal (ECRI) | Huntleigh Diagnostics (ECRI) | DB3000 | DB3000 | Huntleigh Healthcare (ECRI) | N/A | Retired | HQ
HQROB021 | HQROB021 | THERMOMETER | THERMOMETER | Welch Allyn Inc (ECRI) | SURE TEMP PLUS | SURE TEMP PLUS | Welch Allyn Inc (ECRI) | 09450542 | Active | HQ
HQROB023 | HQROB023 | Table, Examination/Treatment | Tables, Examination/Treatment (ECRI) | Midmark Corp (ECRI) | 204 | 204 | Midmark Corp (ECRI) | KE021792 | Active | HQ
HQROB025 | HQROB025 | THERMOMETER | THERMOMETER | Welch Allyn Inc (ECRI) | SURE TEMP PLUS | SURE TEMP PLUS | Welch Allyn Inc (ECRI) | 09470526 | Active | HQ
HQROB026 | HQROB026 | Table, Examination/Treatment | Tables, Examination/Treatment (ECRI) | Midmark Corp (ECRI) | 204 | 204 | Midmark Corp (ECRI) | KE021793 | Active | HQ
HQROB027 | HQROB027 | ELECTROSURGICAL UNIT | ELECTROSURGICAL GENERATOR | Cooper Surgical Inc (ECRI) | 2000 | Quantum | Cooper Surgical Inc (ECRI) | IUR-10-0092 | Retired | HQ
HQROB028-I |  | ULTRASOUND | Scanning Systems, Ultrasound (ECRI) | GE Healthcare (ECRI) | LOGIQ I | ULTRASOUND | GE Healthcare (ECRI) | LP5126534 | Retired | HQ
HQROB029 | HQROB029 | GS Integrated Wall System | Ophthalmoscope/Otoscope/Vital Signs Measuring Systems (ECRI) | Welch Allyn Inc (ECRI) | 767 Series | 767 Series | Welch Allyn Inc (ECRI) | N/A | Retired | HQ
HQROB030 | HQROB030 | MICROSCOPE, LABORATORY OPTICAL | Microscopes, Laboratory (ECRI) | SWIFT INSTRUMENTS INCORP | S1000 | S1000 | SWIFT INSTRUMENTS INCORP | N/A | Retired | HQ
HQROB031 | HQROB031 | Thermometer, Electronic | Thermometers, Electronic (ECRI) | Welch Allyn Inc (ECRI) | 690 | SureTemp Plus | Welch Allyn Inc (ECRI) | 09450665 | Active | HQ
HQROB032 | HQROB032 | EXAM LIGHT | LIGHT - EXAMINATION | Brewer Co (ECRI) | 15100 | 15100 | Brewer Co (ECRI) | BI0012280 | Active | HQ
HQROB034 | HQROB034 | FETAL MONITOR | Monitors, Fetal (ECRI) | OXFORD | SONICAID | SONICAID | OXFORD | 10815 | Retired | HQ
HQROB035 | HQROB035 | DOPPLER | DOPPLER - FETAL | Huntleigh Diagnostics (ECRI) | FD2 | Fetal Dopplex II | Huntleigh Healthcare (ECRI) | D920X0439360-99 | Active | HQ
HQROB036 | HQROB036 | AUTOCLAVE | STERILIZER | Midmark Corp (ECRI) | ULTRA | AUTOCLAVE | Midmark Corp (ECRI) | M11-001 | Retired | HQ
HQROB037 | HQROB037 | DOPPLER | DOPPLER - FETAL | Huntleigh Diagnostics (ECRI) | FD2 | Fetal Dopplex II | Huntleigh Healthcare (ECRI) | FD2P30102141-03 | Active | HQ
HQROB038 | HQROB038 | FETAL MONITOR | Monitors, Fetal (ECRI) | Huntleigh Diagnostics (ECRI) | BD4000XS | BD4000XS | Huntleigh Healthcare (ECRI) | 714DX0203319-11 | Retired | HQ
HQRP001 | HQRP001 | GS Integrated Wall System | Ophthalmoscope/Otoscope/Vital Signs Measuring Systems (ECRI) | Welch Allyn Inc (ECRI) | 767 Series | 767 Series | Welch Allyn Inc (ECRI) | N/A | Retired | HQ
HQRP002 | HQRP002 | THERMOMETER | THERMOMETER | Welch Allyn Inc (ECRI) | SURE TEMP PLUS | SURE TEMP PLUS | Welch Allyn Inc (ECRI) | 10150357 | Retired | HQ
HQRP004 | HQRP004 | GS Integrated Wall System | Ophthalmoscope/Otoscope/Vital Signs Measuring Systems (ECRI) | Welch Allyn Inc (ECRI) | 767 Series | 767 Series | Welch Allyn Inc (ECRI) | N/A | Retired | HQ
HQRP005 | HQRP005 | THERMOMETER | THERMOMETER | Welch Allyn Inc (ECRI) | SURE TEMP PLUS | SURE TEMP PLUS | Welch Allyn Inc (ECRI) | 09200384 | Retired | HQ
HQRP008 | HQRP008 | GS Integrated Wall System | Ophthalmoscope/Otoscope/Vital Signs Measuring Systems (ECRI) | Welch Allyn Inc (ECRI) | 767 Series | 767 Series | Welch Allyn Inc (ECRI) | N/A | Retired | HQ
HQRP010 | HQRP010 | THERMOMETER | THERMOMETER | Welch Allyn Inc (ECRI) | SURE TEMP PLUS | SURE TEMP PLUS | Welch Allyn Inc (ECRI) | 09200536 | Retired | HQ
HQRP011 | HQRP011 | GS Integrated Wall System | Ophthalmoscope/Otoscope/Vital Signs Measuring Systems (ECRI) | Welch Allyn Inc (ECRI) | 767 Series | 767 Series | Welch Allyn Inc (ECRI) | N/A | Retired | HQ
HQRP015 | HQRP015 | Electrocardiograph, Portable | Electrocardiographs, Multichannel (ECRI) | Midmark Corp (ECRI) | IQecg | IQecg | Midmark Corp (ECRI) | 445332 | Active | HQ
HQRP018 | HQRP018 | Centrifuge, Tabletop | Centrifuges, Tabletop (ECRI) | Drucker Diagnostics (ECRI) | 642E Quest | Horizon 642E Quest | HORIZON HEALTHCARE SUPPLY | 480205-218 | Retired | HQ
HQRP019 | HQRP019 | GS Integrated Wall System | Ophthalmoscope/Otoscope/Vital Signs Measuring Systems (ECRI) | Welch Allyn Inc (ECRI) | 767 Series | 767 Series | Welch Allyn Inc (ECRI) | N/A | Retired | HQ
HQRP021 | HQRP021 | SPIROMETER | SPIROMETER | Midmark Corp (ECRI) | IQ SPIRO | IQ SPIRO | Midmark Corp (ECRI) | 540981 | Retired | HQ
HQRP022 | HQRP022 | THERMOMETER | THERMOMETER | Welch Allyn Inc (ECRI) | SURE TEMP PLUS | SURE TEMP PLUS | Welch Allyn Inc (ECRI) | 10150354 | Retired | HQ
HQRP023 | HQRP023 | GS Integrated Wall System | Ophthalmoscope/Otoscope/Vital Signs Measuring Systems (ECRI) | Welch Allyn Inc (ECRI) | 767 Series | 767 Series | Welch Allyn Inc (ECRI) | N/A | Retired | HQ
HQRP024 | HQRP024 | Table, Examination/Treatment | Tables, Examination/Treatment (ECRI) | Midmark Corp (ECRI) | 104 | 104 | Midmark Corp (ECRI) | V48022 | Retired | HQ
HQRS002 | HQRS002 | THERMOMETER | THERMOMETER | Welch Allyn Inc (ECRI) | SURE TEMP PLUS | SURE TEMP PLUS | Welch Allyn Inc (ECRI) | 09470543 | Active | HQ
HQRS003 | HQRS003 | LIGHTS - EXAMINATION | LIGHT - EXAMINATION | Midmark Corp (ECRI) | 152 | LIGHTS, EXAMINATION | Midmark Corp (ECRI) | TGB006043 | Out Of Service | HQ
HQRS005 | HQRS005 | Light, Examination | Lights, Examination (ECRI) | Midmark Corp (ECRI) | 152-001 | Ritter 152 | Midmark Corp (ECRI) | TGB005166 | Active | HQ
HQRS008 | HQRS008 | THERMOMETER | THERMOMETER | Welch Allyn Inc (ECRI) | SURE TEMP PLUS | SURE TEMP PLUS | Welch Allyn Inc (ECRI) | 09443694 | Retired | HQ
HQRS009 | HQRS009 | DOPPLER | DOPPLER | PARKS MEDICAL ELECTRONICS INC | 811B | 811B | PARKS MEDICAL ELECTRONICS INC | N/A | Retired | HQ
HQRS010 | HQRS010 | GS Integrated Wall System | Ophthalmoscope/Otoscope/Vital Signs Measuring Systems (ECRI) | Welch Allyn Inc (ECRI) | 767 Series | 767 Series | Welch Allyn Inc (ECRI) | N/A | Retired | HQ
HQRS012 | HQRS012 | CHAIR, EXAM | TABLE - EXAM/TREATMENT | UMF Medical (ECRI) | N/A | N/A | UMF Medical (ECRI) | 19770-5000-993 | Out Of Service | HQ
HQRS013 | HQRS013 | THERMOMETER | THERMOMETER | Welch Allyn Inc (ECRI) | SURE TEMP PLUS | SURE TEMP PLUS | Welch Allyn Inc (ECRI) | 09443748 | Active | HQ
HQRS015 | HQRS015 | Table, Examination/Treatment | Tables, Examination/Treatment (ECRI) | Midmark Corp (ECRI) | 204 | 204 | Midmark Corp (ECRI) | CD031739 | Out Of Service | HQ
HQRS016 | HQRS016 | EXAM LIGHT | LIGHT - EXAMINATION | Welch Allyn Inc (ECRI) | LS 200 | LS 200 | Welch Allyn Inc (ECRI) | N/A | Out Of Service | HQ
HQRS017 | HQRS017 | GS Integrated Wall System | Ophthalmoscope/Otoscope/Vital Signs Measuring Systems (ECRI) | Welch Allyn Inc (ECRI) | 767 Series | 767 Series | Welch Allyn Inc (ECRI) | N/A | Retired | HQ
HQRS018 | HQRS018 | THERMOMETER | THERMOMETER | Welch Allyn Inc (ECRI) | SURE TEMP PLUS | SURE TEMP PLUS | Welch Allyn Inc (ECRI) | 09450667 | Active | HQ
HQRS019 | HQRS019 | Chair, Examination/Treatment | Chairs, Examination/Treatment (ECRI) | Midmark Corp (ECRI) | 230-001 | 230-001 | Midmark Corp (ECRI) | V833517 | Active | HQ
HQRS020 | HQRS020 | SUCTION, PORTABLE | PUMP - SUCTION | SCHUCO INC | 5711-130 | 5711-130 | SCHUCO INC | 0000727-1903 | Retired | HQ
HQRS021 | HQRS021 | ELECTROSURGICAL UNIT | ELECTROSURGICAL GENERATOR | Birtcher Medical Systems Inc | 5000 | 5000 | Birtcher Medical Systems Inc | HW072D2618 | Retired | HQ
HQRS022 | HQRS022 | SURGICAL LASER | LASER - SURGICAL | LASERSCOPE | AURA | AURA | LASERSCOPE | 26090640 | Retired | HQ
HQRS024 | HQRS024 | ULTRASOUND | Scanning Systems, Ultrasound (ECRI) | GE Healthcare (ECRI) | LOGIQ I | ULTRASOUND | GE Healthcare (ECRI) | LBXP3088 | Retired | HQ
HQRS025 | HQRS025 | ELECTROSURGICAL UNIT | ELECTROSURGICAL GENERATOR | CONMED Corp (ECRI) | BC200 | BiCap | CONMED Corp (ECRI) | 09KGJ150 | Active | HQ
HQRS026 | HQRS026 | AUTOCLAVE | STERILIZER | Midmark Corp (ECRI) | ULTRA | AUTOCLAVE | Midmark Corp (ECRI) | CZ009114 | Retired | HQ
HQS004 | HQS004 | THERMOMETER | THERMOMETER | Welch Allyn Inc (ECRI) | SURE TEMP PLUS | SURE TEMP PLUS | Welch Allyn Inc (ECRI) | 04327727 | Retired | HQ
HQS011 | HQS011 | EKG - PORTABLE | EKG/ECG MACHINE | Welch Allyn Inc (ECRI) | AT-2PLUS | AT-2PLUS | Welch Allyn Inc (ECRI) | 026-03421 | Retired | HQ
HQS012 | HQS012 | EKG | EKG/ECG MACHINE | BURDICK CORP DIV SIEMENS CORP | 3000 | ATRIA 3000 | BURDICK CORP DIV SIEMENS CORP | A3000-000014 | Retired | HQ
HQS013 | HQS013 | Centrifuge, Tabletop | Centrifuges, Tabletop (ECRI) | Drucker Diagnostics (ECRI) | 642E Quest | Horizon 642E Quest | QUEST DIAGNOSTIC |  | Retired | HQ
HQSC005 | HQSC005 | DEFIBRILLATOR - AED | Defibrillators, External, Auto (ECRI) | ZOLL Medical Corp (ECRI) | AED | AED | ZOLL Medical Corp (ECRI) | X10A435245 | Retired | HQ
HQT001 | HQT001 | DEFIBRILLATOR - AED | Defibrillators, External, Auto (ECRI) | ZOLL Medical Corp (ECRI) | AED | AED | ZOLL Medical Corp (ECRI) | X111517909 | Retired | HQ
HQT002 | HQT002 | DEFIBRILLATOR - AED | Defibrillators, External, Auto (ECRI) | ZOLL Medical Corp (ECRI) | AED | AED | ZOLL Medical Corp (ECRI) | X111517907 | Retired | HQ
HQT003 | HQT003 | Defibrillator, External, Auto | Defibrillators, External, Auto (ECRI) | ZOLL Medical Corp (ECRI) | AED Plus | AED Plus | ZOLL Medical Corp (ECRI) | X111518070 | Retired | HQ
HQTH001 | HQTH001 | Exerciser, Stair/Stepper | Exercisers, Stair/Stepper (ECRI) | NuStep LLC (ECRI) | TRS 4000 | TRS 4000 | NuStep LLC (ECRI) | 447853 | Retired | HQ
HQTH002 | HQTH002 | COLD PACK CHILLING UNIT | HYDROCOLLATOR | CHATTANOOGA CORPORATION | 3002 | 3002 | CHATTANOOGA CORPORATION | 2892 | Retired | HQ
HQTH003 | HQTH003 | COLD PACK CHILLING UNIT | HYDROCOLLATOR | CHATTANOOGA CORPORATION | 2402 | M-2 | CHATTANOOGA CORPORATION | 45030 | Retired | HQ
HQTH005 | HQTH005 | TABLE | TABLE - EXAM/TREATMENT | SAMMONS PRESTON | 8859M | 8859M | SAMMONS PRESTON | 27934 | Retired | HQ
HQTH007 | HQTH007 | PATIENT LIFT | LIFT - PATIENT | Liko Inc | UNO 102 | UNO 102 | Liko Inc | 38367 | Retired | HQ
HQTH008 | HQTH008 | PUMP, THERMOTIC SUCTION | PUMP - THERMOTIC SUCTION | SCHUCO INC | 130 | 130 | SCHUCO INC | 029400001934 | Retired | HQ
HQTH009 | HQTH009 | ASPIRATORS | PUMP - SUCTION | GOMCO SURGICAL | 400 | 400 | Allied Healthcare Inc (ECRI) | 029400001945 | Retired | HQ
HQTH010 | HQTH010 | PATIENT SCALE | SCALE - PATIENT - ELECTRONIC | Pelstar (Health-O-Meter)(ECRI) | PRO PLUS | PRO PLUS | Pelstar (Health-O-Meter)(ECRI) | 2600B00709 | Retired | HQ
HQTH011 | HQTH011 | PATIENT SCALE | SCALE - PATIENT - ELECTRONIC | Pelstar (Health-O-Meter)(ECRI) | PRO PLUS | PRO PLUS | Pelstar (Health-O-Meter)(ECRI) | 2600B00715 | Retired | HQ
HQTH013 | HQTH013 | PATIENT LIFT | LIFT - PATIENT | APEX | STELLA | STELLA | APEX | STA0505011 | Retired | HQ
HQTH014 | HQTH014 | PATIENT LIFT | LIFT - PATIENT | Liko Inc | UNO 102 | UNO 102 | Liko Inc | 40196 | Retired | HQ
HQTH015 | HQTH015 | PATIENT LIFT | LIFT - PATIENT | Liko Inc | SABINA II | SABINA II | Liko Inc | 450163 | Retired | HQ
HQTH016 | HQTH016 | PATIENT LIFT | LIFT - PATIENT | Liko Inc | VIKING | VIKING | Liko Inc | 7102205 | Retired | HQ
HQTH017 | HQTH017 | ASPIRATORS | PUMP - SUCTION | GOMCO SURGICAL | 400 | 400 | Allied Healthcare Inc (ECRI) | 029400001943 | Retired | HQ
HQTH018 | HQTH018 | ASPIRATORS | PUMP - SUCTION | GOMCO SURGICAL | 400 | 400 | Allied Healthcare Inc (ECRI) | 029400001939 | Retired | HQ
HQTH019 | HQTH019 | ASPIRATORS | PUMP - SUCTION | GOMCO SURGICAL | 400 | 400 | Allied Healthcare Inc (ECRI) | 029400000137 | Retired | HQ
HQTH020 | HQTH020 | PATIENT LIFT | LIFT - PATIENT | Liko Inc | VIKING | VIKING | Liko Inc | 7200519 | Retired | HQ
HQTH021 | HQTH021 | PATIENT SCALE | SCALE - PATIENT - ELECTRONIC | Pelstar (Health-O-Meter)(ECRI) | PRO PLUS | PRO PLUS | HORIZON HEALTHCARE SUPPLY | 2600B00085 | Retired | HQ
HQTH022 | HQTH022 | PATIENT LIFT | LIFT - PATIENT | Liko Inc | SABINA II | SABINA II | Liko Inc | 422397 | Retired | HQ
HQTH023 | HQTH023 | ASPIRATORS | PUMP - SUCTION | GOMCO SURGICAL | 400 | 400 | Allied Healthcare Inc (ECRI) | 029400001944 | Retired | HQ
HQTH024 | HQTH024 | PUMP, ENTERAL FEEDING | PUMP - ENTERAL FEEDING | ROSS | 52036 | 52036 | ROSS | 2237389 | Retired | HQ
HQTH025 | HQTH025 | PUMP, ENTERAL FEEDING | PUMP - ENTERAL FEEDING | ROSS | 52036 | 52036 | ROSS | 2119685 | Retired | HQ
HQTH026 | HQTH026 | EKG | EKG/ECG MACHINE | BURDICK CORP DIV SIEMENS CORP | E350i | E350i | BURDICK CORP DIV SIEMENS CORP | 43754 | Retired | HQ
HQTH027 | HQTH027 | ULTRASONIC THERAPY UNIT | Ultrasound Therapy Systems, Physical Therapy (ECRI) | METTLER ELECTRONICS CORP | 720 | ULTRASONIC THERAPY U | METTLER ELECTRONICS CORP | 116C2194 | Retired | HQ
HQTH028 | HQTH028 | Bath, Paraffin | Baths, Paraffin, Physical Therapy (ECRI) | WR Medical Electronics (ECRI) | TB5 | Therabath TB5 | WR Medical Electronics (ECRI) | 164568 | Retired | HQ
HQTH030 | HQTH030 | NEBULIZER, NONHEATED | Nebulizers (ECRI) | Philips Respironics Inc (ECRI) | 626 | 626 | Philips Respironics Inc (ECRI) | 1414321 | Retired | HQ
HQTH031 | HQTH031 | NEBULIZER | Nebulizers (ECRI) | SCHUCO INC | S3000 | S3000 | SCHUCO INC | 030500041372 | Retired | HQ
HQTH032 | HQTH032 | PUMP, ENTERAL FEEDING | PUMP - ENTERAL FEEDING | ROSS | 52036 | 52036 | ROSS | 2041280 | Retired | HQ
HQTH033 | HQTH033 | PUMP, ENTERAL FEEDING | PUMP - ENTERAL FEEDING | ROSS | 52036 | 52036 | ROSS | 2194149 | Retired | HQ
HQTH034 | HQTH034 | PUMP, ENTERAL FEEDING | PUMP - ENTERAL FEEDING | ROSS | 52036 | 52036 | ROSS | 2127684 | Retired | HQ
HQTH035 | HQTH035 | BED SCALE | SCALE - BED | Arjo Inc (ECRI) | 232200-06 | 232200-06 | Arjo Inc (ECRI) | 92084-22 | Retired | HQ
HQTH036 | HQTH036 | PUMP, THERMOTIC SUCTION | PUMP - THERMOTIC SUCTION | SCHUCO INC | 130 | 130 | SCHUCO INC | 18300693 | Retired | HQ
HQTH037 | HQTH037 | SUCTION, PORTABLE | PUMP - SUCTION | SCHUCO INC | S330A | S330A | SCHUCO INC | FS11061029 | Retired | HQ
HQTH038 | HQTH038 | PATIENT LIFT | LIFT - PATIENT | Arjo Inc (ECRI) | SARITA | SARITA | Arjo Inc (ECRI) | 423820 | Retired | HQ
HQTH039 | HQTH039 | SUCTION, PORTABLE | PUMP - SUCTION | SCHUCO INC | S330A | S330A | SCHUCO INC | SU11H00332 | Retired | HQ
HQTH040 | HQTH040 | SUCTION, PORTABLE | PUMP - SUCTION | SCHUCO INC | S330A | S330A | SCHUCO INC | SU11H00348 | Retired | HQ
HQTH041 | HQTH041 | SUCTION, PORTABLE | PUMP - SUCTION | SCHUCO INC | S330A | S330A | SCHUCO INC | SU12B00125 | Retired | HQ
HQTH042 |  | NEBULIZER | Nebulizers (ECRI) | DeVilbliss Healthcare (ECRI) | PulmoMate | PulmoMate | DeVilbliss Healthcare (ECRI) | D7006268 | Retired | HQ
HQTH043 |  | NEBULIZER | Nebulizers (ECRI) | DeVilbliss Healthcare (ECRI) | PulmoMate | PulmoMate | DeVilbliss Healthcare (ECRI) | D7006288 | Retired | HQ
HQTH044 |  | NEBULIZER | Nebulizers (ECRI) | DeVilbliss Healthcare (ECRI) | PulmoMate | PulmoMate | DeVilbliss Healthcare (ECRI) | D7006289 | Retired | HQ
HQTH045 |  | NEBULIZER | Nebulizers (ECRI) | DeVilbliss Healthcare (ECRI) | PulmoMate | PulmoMate | DeVilbliss Healthcare (ECRI) | D7006290 | Retired | HQ
HQTH046 |  | NEBULIZER | Nebulizers (ECRI) | DeVilbliss Healthcare (ECRI) | PulmoMate | PulmoMate | DeVilbliss Healthcare (ECRI) | D7006291 | Retired | HQ
HQTH047 |  | NEBULIZER | Nebulizers (ECRI) | DeVilbliss Healthcare (ECRI) | PulmoMate | PulmoMate | DeVilbliss Healthcare (ECRI) | D7006270 | Retired | HQ
HQTH048 |  | NEBULIZER | Nebulizers (ECRI) | DeVilbliss Healthcare (ECRI) | PulmoMate | PulmoMate | DeVilbliss Healthcare (ECRI) | D7006284 | Retired | HQ
HQTH049 |  | NEBULIZER | Nebulizers (ECRI) | DeVilbliss Healthcare (ECRI) | PulmoMate | PulmoMate | DeVilbliss Healthcare (ECRI) | D7006272 | Retired | HQ
HQTH050 |  | NEBULIZER | Nebulizers (ECRI) | DeVilbliss Healthcare (ECRI) | PulmoMate | PulmoMate | DeVilbliss Healthcare (ECRI) | D7006269 | Retired | HQ
HQTH051 |  | NEBULIZER | Nebulizers (ECRI) | DeVilbliss Healthcare (ECRI) | PulmoMate | PulmoMate | DeVilbliss Healthcare (ECRI) | D7006271 | Retired | HQ
HQTH052 |  | OXYGEN CONCENTRATOR | CONCENTRATOR | AIRSEP CORP | INTENSITY | NEW LIFE | AIRSEP CORP | N0232524 | Retired | HQ
HQTH053 |  | OXYGEN CONCENTRATOR | CONCENTRATOR | AIRSEP CORP | INTENSITY | NEW LIFE | AIRSEP CORP | N0232486 | Retired | HQ
HQTH054 |  | OXYGEN CONCENTRATOR | CONCENTRATOR | AIRSEP CORP | INTENSITY | NEW LIFE | AIRSEP CORP | N0232504 | Retired | HQ
HQTH055 |  | OXYGEN CONCENTRATOR | CONCENTRATOR | AIRSEP CORP | INTENSITY | NEW LIFE | AIRSEP CORP | N0232538 | Retired | HQ
HQTH056 |  | OXYGEN CONCENTRATOR | CONCENTRATOR | AIRSEP CORP | INTENSITY | NEW LIFE | AIRSEP CORP | N0232489 | Retired | HQ
HQTH057 |  | OXYGEN CONCENTRATOR | CONCENTRATOR | AIRSEP CORP | INTENSITY | NEW LIFE | AIRSEP CORP | N0232529 | Retired | HQ
HQTH058 |  | OXYGEN CONCENTRATOR | CONCENTRATOR | AIRSEP CORP | INTENSITY | NEW LIFE | AIRSEP CORP | N0232502 | Retired | HQ
HQTH059 |  | OXYGEN CONCENTRATOR | CONCENTRATOR | AIRSEP CORP | INTENSITY | NEW LIFE | AIRSEP CORP | N0232530 | Retired | HQ
HQTH060 |  | OXYGEN CONCENTRATOR | CONCENTRATOR | AIRSEP CORP | INTENSITY | NEW LIFE | AIRSEP CORP | N0232532 | Retired | HQ
HQTH061 |  | OXYGEN CONCENTRATOR | CONCENTRATOR | AIRSEP CORP | INTENSITY | NEW LIFE | AIRSEP CORP | N0232510 | Retired | HQ
HQTH062 |  | ASPIRATORS | PUMP - SUCTION | GOMCO SURGICAL | 400 | 400 | SCHUCO INC | SV13G00497 | Retired | HQ
HQTH064 |  | OXYGEN CONCENTRATOR | CONCENTRATOR | AIRSEP CORP | INTENSITY | NEW LIFE | AIRSEP CORP | N0232538 | Retired | HQ
HQTH065 |  | OXYGEN CONCENTRATOR | CONCENTRATOR | AIRSEP CORP | INTENSITY | NEW LIFE | AIRSEP CORP | N0232530 | Retired | HQ
HQTH066 |  | OXYGEN CONCENTRATOR | CONCENTRATOR | AIRSEP CORP | INTENSITY | NEW LIFE | AIRSEP CORP | N0233268 | Retired | HQ
HQTH067 |  | OXYGEN CONCENTRATOR | CONCENTRATOR | AIRSEP CORP | INTENSITY | NEW LIFE | AIRSEP CORP | N0233199 | Retired | HQ
HQTH068 |  | OXYGEN CONCENTRATOR | CONCENTRATOR | AIRSEP CORP | INTENSITY | NEW LIFE | AIRSEP CORP | BUB0115251382 | Retired | HQ
HQTH069 |  | OXYGEN CONCENTRATOR | CONCENTRATOR | AIRSEP CORP | INTENSITY | NEW LIFE | AIRSEP CORP | BUB0115251215 | Retired | HQ
HQTH070 |  | OXYGEN CONCENTRATOR | CONCENTRATOR | AIRSEP CORP | INTENSITY | NEW LIFE | AIRSEP CORP | BUB0115300707 | Retired | HQ
HQTH071 |  | OXYGEN CONCENTRATOR | CONCENTRATOR | AIRSEP CORP | INTENSITY | NEW LIFE | AIRSEP CORP | BUB0115300475 | Retired | HQ
HQTH072 |  | OXYGEN CONCENTRATOR | CONCENTRATOR | AIRSEP CORP | INTENSITY | NEW LIFE | AIRSEP CORP | BUB0115510203 | Retired | HQ
HQTH073 |  | OXYGEN CONCENTRATOR | CONCENTRATOR | AIRSEP CORP | INTENSITY | NEW LIFE | AIRSEP CORP | BUB0115470493 | Retired | HQ
HQTH074 |  | OXYGEN CONCENTRATOR | CONCENTRATOR | AIRSEP CORP | INTENSITY | NEW LIFE | AIRSEP CORP | BUB0115510232 | Retired | HQ
HQV0515 | V0515 | Monitor, Vital Signs | MONITOR - VITAL SIGN | DATASCOPE CORPORATION | Accutorr Plus | Accutorr Plus | DATASCOPE CORPORATION | A71369AE0 | Active | HQ
HQVN004 | HQVN004 | THERMOMETER | THERMOMETER | Welch Allyn Inc (ECRI) | SURE TEMP PLUS | SURE TEMP PLUS | Welch Allyn Inc (ECRI) | 11450816 | Active | HQ
HQVN007 | HQVN007 | THERMOMETER | THERMOMETER | Welch Allyn Inc (ECRI) | SURE TEMP PLUS | SURE TEMP PLUS | Welch Allyn Inc (ECRI) | 11450829 | Active | HQ
HQVN009 | HQVN009 | Table, Examination/Treatment | Tables, Examination/Treatment (ECRI) | Midmark Corp (ECRI) | 204 | 204 | Midmark Corp (ECRI) | V1220570 | Active | HQ
HQVS010 | HQVS010 | THERMOMETER | THERMOMETER | Welch Allyn Inc (ECRI) | SURE TEMP PLUS | SURE TEMP PLUS | Welch Allyn Inc (ECRI) | 12122949 | Active | HQ
HQVS014 | HQVS014 | THERMOMETER | THERMOMETER | Welch Allyn Inc (ECRI) | SURE TEMP PLUS | SURE TEMP PLUS | Welch Allyn Inc (ECRI) | 12131520 | Active | HQ
HQVS018 | HQVS018 | THERMOMETER | THERMOMETER | Welch Allyn Inc (ECRI) | SURE TEMP PLUS | SURE TEMP PLUS | Welch Allyn Inc (ECRI) | 11450818 | Active | HQ
HQVS022 | HQVS022 | THERMOMETER | THERMOMETER | Welch Allyn Inc (ECRI) | SURE TEMP PLUS | SURE TEMP PLUS | Welch Allyn Inc (ECRI) | 12122971 | Active | HQ
HQVS034 | HQVS034 | THERMOMETER | THERMOMETER | Welch Allyn Inc (ECRI) | SURE TEMP PLUS | SURE TEMP PLUS | Welch Allyn Inc (ECRI) | 11460133 | Active | HQ
HQVS038 | HQVS038 | DEFIBRILLATOR - AED | Defibrillators, External, Auto (ECRI) | ZOLL Medical Corp (ECRI) | AED | AED | ZOLL Medical Corp (ECRI) | X09J426087 | Active | HQ
HQVS039 | HQVS039 | HEADLIGHT | Headlights (ECRI) | Welch Allyn Inc (ECRI) | SOLARC | SOLARC | Welch Allyn Inc (ECRI) | 49501 | Retired | HQ
HQVS042 | HQVS042 | THERMOMETER | THERMOMETER | Welch Allyn Inc (ECRI) | SURE TEMP PLUS | SURE TEMP PLUS | Welch Allyn Inc (ECRI) | 09026448 | Active | HQ
HQVS046 | HQVS046 | THERMOMETER | THERMOMETER | Welch Allyn Inc (ECRI) | SURE TEMP PLUS | SURE TEMP PLUS | Welch Allyn Inc (ECRI) | 10330654 | Active | HQ
HQWAP000 | HQWAP000 | N/A | Accessory/Check-In | N/A | ASSORT | ASSORT | N/A | N/A | Active | HQ
HQWAP001 | HQWAP001 | THERMOMETER | THERMOMETER | Welch Allyn Inc (ECRI) | SURE TEMP PLUS | SURE TEMP PLUS | Welch Allyn Inc (ECRI) | 08390666 | Active | HQ
HQWAP002 | HQWAP002 | Light, Examination | Lights, Examination (ECRI) | Brewer Co (ECRI) | 16100 | 16100 | Brewer Co (ECRI) | BH0038345 | Retired | HQ
HQWAP003 | HQWAP003 | Table, Examination/Treatment | Tables, Examination/Treatment (ECRI) | Midmark Corp (ECRI) | 222-001-203-4 | 222-001-203-4 | Midmark Corp (ECRI) | V651307 | Retired | HQ
HQWAP004 | HQWAP004 | WALL TRANSFORMER | OTOSCOPE | Welch Allyn Inc (ECRI) | 7670-01 | 7670-01 | Welch Allyn Inc (ECRI) | N/A | Out Of Service | HQ
HQWAP005 | HQWAP005 | Monitor, Vital Signs | Monitors, Vital Signs (ECRI) | Welch Allyn Inc (ECRI) | LXI | Spot Vital Signs | Welch Allyn Inc (ECRI) | 2001106591 | Retired | HQ
HQWAP006 | HQWAP006 | Table, Examination/Treatment | Tables, Examination/Treatment (ECRI) | Midmark Corp (ECRI) | 222-001-203-4 | 222-001-203-4 | Midmark Corp (ECRI) | V632297 | Retired | HQ
HQWAP007 | HQWAP007 | EXAM LIGHT | LIGHT - EXAMINATION | Welch Allyn Inc (ECRI) | LS 200 | LS 200 | Welch Allyn Inc (ECRI) | N/A | Retired | HQ
HQWAP008 | HQWAP008 | WALL TRANSFORMER | OTOSCOPE | Welch Allyn Inc (ECRI) | 7670-01 | 7670-01 | Welch Allyn Inc (ECRI) | N/A | Retired | HQ
HQWAP009 | HQWAP009 | THERMOMETER | THERMOMETER | Welch Allyn Inc (ECRI) | SURE TEMP PLUS | SURE TEMP PLUS | Welch Allyn Inc (ECRI) | 08390664 | Active | HQ
HQWAP010 | HQWAP010 | Monitor, Vital Signs | Monitors, Vital Signs (ECRI) | Welch Allyn Inc (ECRI) | LXI | Spot Vital Signs | Welch Allyn Inc (ECRI) | 04625 | Retired | HQ
HQWAP011 | HQWAP011 | WALL TRANSFORMER | OTOSCOPE | Welch Allyn Inc (ECRI) | 7670-01 | 7670-01 | Welch Allyn Inc (ECRI) | N/A | Retired | HQ
HQWAP012 | HQWAP012 | Light, Examination | Lights, Examination (ECRI) | Brewer Co (ECRI) | 16100 | 16100 | Brewer Co (ECRI) | BH0037989 | Retired | HQ
HQWAP013 | HQWAP013 | WALL TRANSFORMER | OTOSCOPE | Welch Allyn Inc (ECRI) | 7670-01 | 7670-01 | Welch Allyn Inc (ECRI) | N/A | Retired | HQ
HQWAP014 | HQWAP014 | THERMOMETER | THERMOMETER | Welch Allyn Inc (ECRI) | SURE TEMP PLUS | SURE TEMP PLUS | Welch Allyn Inc (ECRI) | 05248872 | Active | HQ
HQWAP015 | HQWAP015 | Table, Examination/Treatment | Tables, Examination/Treatment (ECRI) | Midmark Corp (ECRI) | 222-001-203-4 | 222-001-203-4 | Midmark Corp (ECRI) | V651348 | Retired | HQ
HQWAP016 | HQWAP016 | Monitor, Vital Signs | Monitors, Vital Signs (ECRI) | Welch Allyn Inc (ECRI) | LXI | Spot Vital Signs | Welch Allyn Inc (ECRI) | 20090703362 | Retired | HQ
HQWAP017 | HQWAP017 | WALL TRANSFORMER | OTOSCOPE | Welch Allyn Inc (ECRI) | 7670-01 | 7670-01 | Welch Allyn Inc (ECRI) | N/A | Retired | HQ
HQWAP018 | HQWAP018 | Light, Examination | Lights, Examination (ECRI) | Brewer Co (ECRI) | 16100 | 16100 | Brewer Co (ECRI) | BH0038343 | Retired | HQ
HQWAP019 | HQWAP019 | Table, Examination/Treatment | Tables, Examination/Treatment (ECRI) | Midmark Corp (ECRI) | 222-001-203-4 | 222-001-203-4 | Midmark Corp (ECRI) | V647055 | Retired | HQ
HQWAP021 | HQWAP021 | VISION - SCREENING - MULTIPLE | VISION SYSTEM | KEYSTONE | VIEW | VIEW | KEYSTONE | 22213 | Retired | HQ
HQWAP022 | HQWAP022 | WALL TRANSFORMER | OTOSCOPE | Welch Allyn Inc (ECRI) | 7670-01 | 7670-01 | Welch Allyn Inc (ECRI) | N/A | Active | HQ
HQWAP023 | HQWAP023 | THERMOMETER | THERMOMETER | Welch Allyn Inc (ECRI) | SURE TEMP PLUS | SURE TEMP PLUS | Welch Allyn Inc (ECRI) | 08390667 | Active | HQ
HQWAP024 | HQWAP024 | EXAM LIGHT | LIGHT - EXAMINATION | Welch Allyn Inc (ECRI) | LS 200 | LS 200 | Welch Allyn Inc (ECRI) | N/A | Retired | HQ
HQWAP025 | HQWAP025 | SUCTION, PORTABLE | PUMP - SUCTION | Laerdal Medical Corp (ECRI) | 3300 | 3300 | Laerdal Medical Corp (ECRI) | 5958-H060 | Retired | HQ
HQWAP026 | HQWAP026 | Table, Examination/Treatment | Tables, Examination/Treatment (ECRI) | Midmark Corp (ECRI) | 222-001-203-4 | 222-001-203-4 | Midmark Corp (ECRI) | V632917 | Retired | HQ
HQWAP027 | HQWAP027 | WALL TRANSFORMER | OTOSCOPE | Welch Allyn Inc (ECRI) | 7670-01 | 7670-01 | Welch Allyn Inc (ECRI) | N/A | Active | HQ
HQWAP028 | HQWAP028 | THERMOMETER | THERMOMETER | Welch Allyn Inc (ECRI) | SURE TEMP PLUS | SURE TEMP PLUS | Welch Allyn Inc (ECRI) | 08390853 | Active | HQ
HQWAP029 | HQWAP029 | Light, Examination | Lights, Examination (ECRI) | Brewer Co (ECRI) | 16100 | 16100 | Brewer Co (ECRI) | BH0037990 | Retired | HQ
HQWAP030 | HQWAP030 | Monitor, Vital Signs | Monitors, Vital Signs (ECRI) | Welch Allyn Inc (ECRI) | LXI | Spot Vital Signs | Welch Allyn Inc (ECRI) | 20090904637 | Retired | HQ
HQWAP031 | HQWAP031 | EKG - PORTABLE | EKG/ECG MACHINE | BURDICK CORP DIV SIEMENS CORP | 3000 | ATRIA 3000 | BURDICK CORP DIV SIEMENS CORP | 006010 | Retired | HQ
HQWAP032 | HQWAP032 | THERMOMETER | THERMOMETER | Welch Allyn Inc (ECRI) | SURE TEMP PLUS | SURE TEMP PLUS | Welch Allyn Inc (ECRI) | 08261585 | Active | HQ
HQWAP033 | HQWAP033 | THERMOMETER | THERMOMETER | Welch Allyn Inc (ECRI) | SURE TEMP PLUS | SURE TEMP PLUS | Welch Allyn Inc (ECRI) | 08390848 | Active | HQ
HQWAP035 | HQWAP035 | DEFIBRILLATOR - AED | Defibrillators, External, Auto (ECRI) | ZOLL Medical Corp (ECRI) | AED | AED | ZOLL Medical Corp (ECRI) | X10A435248 | Retired | HQ
HQWAP036-I | HQWAP036-I | ANALYZER 02 | ANALYZER - O2 | Siemens Healthcare (ECRI) | CLINITEK | CLINITEK | Siemens Healthcare (ECRI) | 62287 | Retired | HQ
HQWAP037 | HQWAP037 | EKG - PORTABLE | EKG/ECG MACHINE | Spacelabs Medical Inc (ECRI) | 850 | ECLIPSE 850 | Spacelabs Medical Inc (ECRI) | 10670002846 | Retired | HQ
HQWAP039 | HQWAP039 | BREATH ANALYZER - ALCOHOL | Analyzers, Point-Of-Care, Breath, Alcohol (ECRI) | INTOXIMETERS | RBT IV | RBT IV | INTOXIMETERS | 054639 | Retired | HQ
HQWAP040 | T&M-NO REMI | Electrocardiograph, Portable | Electrocardiographs, Multichannel (ECRI) | Midmark Corp (ECRI) | IQecg | IQecg | Midmark Corp (ECRI) | 464717 | Retired | HQ
HQWAP040-I | REMI | CONTROL STATION | CONTROL STATION | KONICA IMAGING INC. | CS-3 | CS-3 | KONICA IMAGING INC. | 0790 (LKW1FD) | Active | HQ
HQWAP041 | HQWAP041 | VISION - SCREENING - MULTIPLE | VISION SYSTEM | SPERIAN | TITMUS-V2 | TITMUS-V2 | SPERIAN |  | Retired | HQ
HQWAP041-I | REMI | READER | CR READER | KONICA IMAGING INC. | R 190 | REGIUS | KONICA IMAGING INC. | 06760580 | Retired | HQ
HQWOB001 | HQWOB001 | FETAL MONITOR | Monitors, Fetal (ECRI) | GE Healthcare (ECRI) | 170 | Corometrics | COROMETRICS MEDICAL SYSTEMS | 08422897PA | Retired | HQ
HQWOB002 | HQWOB002 | FETAL MONITOR | Monitors, Fetal (ECRI) | GE Healthcare (ECRI) | 118 | Corometrics | COROMETRICS MEDICAL SYSTEMS | 09501189 | Retired | HQ
HQWOB003 | HQWOB003 | DEFIBRILLATOR - AED | Defibrillators, External, Auto (ECRI) | ZOLL Medical Corp (ECRI) | AED | AED | ZOLL Medical Corp (ECRI) | X09L433585 | Active | HQ
HQWOB006 | HQWOB006 | Thermometer, Electronic | Thermometers, Electronic (ECRI) | Welch Allyn Inc (ECRI) | 690 | SureTemp Plus | Welch Allyn Inc (ECRI) | 08390663 | Active | HQ
HQWOB008 | HQWOB008 | EXAM LIGHT | LIGHT - EXAMINATION | Brewer Co (ECRI) | 15100 | 15100 | Brewer Co (ECRI) | BI0012277 | Retired | HQ
HQWOB009 | HQWOB009 | CAMERA | CAMERA - VIDEO | Stryker Medical (ECRI) | 596 | 596 | Stryker Medical (ECRI) | 95110164 | Retired | HQ
HQWOB010 | HQWOB010 | MONITOR, VIDEO | MONITOR - DISPLAY | Sony Electronics (ECRI) | PVM-1343MD | Trinitron | Sony Electronics (ECRI) | 2002056 | Retired | HQ
HQWOB011 | HQWOB011 | PRINTER | Printers (ECRI) | Sony Electronics (ECRI) | 12496 | 12496 | Sony Electronics (ECRI) | UP1200A | Retired | HQ
HQWOB012 | HQWOB012 | LIGHT SOURCE, FIBEROPTIC | LIGHT SOURCE - ENDOSCOPIC | RICHARD WOLF MEDICAL INSTR CO | 4045 | 4045 | RICHARD WOLF MEDICAL INSTR CO | 0115 | Retired | HQ
HQWOB013 | HQWOB013 | CRYOABLATION | CRYOSURGICAL UNIT | Cooper Surgical Inc (ECRI) | CG1FA | Her Option CG1 | AMSCO | 510973001 | Active | HQ
HQWOB014-I |  | CRYOABLATION | CRYOSURGICAL UNIT | Cooper Surgical Inc (ECRI) | CG1FA | Her Option CG1 | AMSCO | 495165001A | Active | HQ
HQWOB017 | HQWOB017 | EXAM LIGHT | LIGHT - EXAMINATION | Brewer Co (ECRI) | 15100 | 15100 | Brewer Co (ECRI) | BI0012275 | Active | HQ
HQWOB021 | HQWOB021 | EXAM LIGHT | LIGHT - EXAMINATION | Brewer Co (ECRI) | 15100 | 15100 | Brewer Co (ECRI) | BI0012274 | Retired | HQ
HQWOB023 | HQWOB023 | EXAM LIGHT | LIGHT - EXAMINATION | Brewer Co (ECRI) | 15100 | 15100 | Brewer Co (ECRI) | BI0012273 | Retired | HQ
HQWOB026 | HQWOB026 | DOPPLER | DOPPLER - FETAL | Huntleigh Diagnostics (ECRI) | FD2 | Fetal Dopplex II | Huntleigh Healthcare (ECRI) | FD2P30209378-08 | Active | HQ
HQWOB029 | HQWOB029 | EXAM LIGHT | LIGHT - EXAMINATION | Brewer Co (ECRI) | 15100 | 15100 | Brewer Co (ECRI) | BI0012287 | Retired | HQ
HQWOB031 | HQWOB031 | DOPPLER | DOPPLER | IMEX | DOP II | DOP II | IMEX | 129911 | Active | HQ
HQWOB034 | HQWOB034 | Table, Examination/Treatment | Tables, Examination/Treatment, Adjustable (ECRI) | Midmark Corp (ECRI) | 623-008 | 623-008 | Midmark Corp (ECRI) | V751114 | Active | HQ
HQWOB036 | HQWOB036 | Thermometer, Electronic | Thermometers, Electronic (ECRI) | Welch Allyn Inc (ECRI) | 690 | SureTemp Plus | Welch Allyn Inc (ECRI) | 10200368 | Active | HQ
HQWOB037 | HQWOB037 | EXAM LIGHT | LIGHT - EXAMINATION | Brewer Co (ECRI) | 15100 | 15100 | Brewer Co (ECRI) | BI0012286 | Retired | HQ
HQWOB038 | HQWOB038 | COLPOSCOPE | COLPOSCOPE | Cooper Surgical Inc (ECRI) | 1H | ColpoStar | Cooper Surgical Inc (ECRI) | CR837 | Retired | HQ
HQWOB039 | HQWOB039 | ULTRASOUND | Scanning Systems, Ultrasound (ECRI) | GE Healthcare (ECRI) | LOGIQ I | ULTRASOUND | GE Healthcare (ECRI) | 30343WS8 | Retired | HQ
HQWOB041 | HQWOB041 | EXAM LIGHT | LIGHT - EXAMINATION | Brewer Co (ECRI) | 15100 | 15100 | Brewer Co (ECRI) | BI0012278 | Retired | HQ
HQWOB042 | HQWOB042 | DOPPLER | DOPPLER | IMEX | DOP II | DOP II | IMEX | N/A | Retired | HQ
HQWOB043 | HQWOB043 | DOPPLER | DOPPLER - FETAL | Huntleigh Diagnostics (ECRI) | FD2 | Fetal Dopplex II | Huntleigh Healthcare (ECRI) | FD230208859-08 | Active | HQ
HQWOB045 | HQWOB045 | EXAM LIGHT | LIGHT - EXAMINATION | Brewer Co (ECRI) | 15100 | 15100 | Brewer Co (ECRI) | BI0012288 | Retired | HQ
HQWOB048 |  | THERMOMETER | THERMOMETER | Welch Allyn Inc (ECRI) | SURE TEMP PLUS | SURE TEMP PLUS | Welch Allyn Inc (ECRI) | 10140244 | Active | HQ
HQWOB049 |  | THERMOMETER | THERMOMETER | Welch Allyn Inc (ECRI) | SURE TEMP PLUS | SURE TEMP PLUS | Welch Allyn Inc (ECRI) | 12140912 | Active | HQ
HQWOB050 |  | THERMOMETER | THERMOMETER | Welch Allyn Inc (ECRI) | SURE TEMP PLUS | SURE TEMP PLUS | Welch Allyn Inc (ECRI) | 07131144 | Active | HQ
HQWOB052 |  | GS Integrated Wall System | Ophthalmoscope/Otoscopes (ECRI) | Welch Allyn Inc (ECRI) | 901093 | Green Series 777 | Welch Allyn Inc (ECRI) | 131113 | Retired | HQ
HQWOB054 |  | CRYOABLATION | CRYOSURGICAL UNIT | Cooper Surgical Inc (ECRI) | CG1FA | Her Option CG1 | Cooper Surgical Inc (ECRI) | 2001-0180RFA | Active | HQ
HQWOB056 | HQWOB004 | Microscope, Laboratory | Microscopes, Laboratory (ECRI) | Seiler Instrument (ECRI) | WESTLAB | WESTLAB | Seiler Instrument (ECRI) | 9904958 | Active | HQ
HQWOB13 | HQWOB13 | CRYOABLATION | CRYOSURGICAL UNIT | Cooper Surgical Inc (ECRI) | CG1FA | Her Option CG1 | AMSCO | 510973001 | Active | HQ
HQWOO001 |  | Table, Examination/Treatment | Tables, Examination/Treatment (ECRI) | Midmark Corp (ECRI) | 100-035 | 100-035 | Midmark Corp (ECRI) | KC014908 | Retired | HQ
HQWOO003 |  | Electrocardiograph, Portable | Electrocardiographs, Multichannel (ECRI) | Midmark Corp (ECRI) | IQecg | IQecg | Midmark Corp (ECRI) | 465900 | Retired | HQ
HQWOO005 |  | TABLE - EXAM/TREATMENT | TABLE - EXAM/TREATMENT | HAMILTON COMPANY | E-SERIES | E-SERIES | HAMILTON COMPANY | ROOM1 | Retired | HQ
HQWOO006 |  | TABLE - EXAM/TREATMENT | TABLE - EXAM/TREATMENT | HAMILTON COMPANY | E-SERIES | E-SERIES | HAMILTON COMPANY | ROOM4 | Retired | HQ
HQWOO007 |  | TABLE - EXAM/TREATMENT | TABLE - EXAM/TREATMENT | HAMILTON COMPANY | E-SERIES | E-SERIES | HAMILTON COMPANY | ROOM6 | Retired | HQ
HQWOO008 |  | TABLE - EXAM/TREATMENT | TABLE - EXAM/TREATMENT | HAMILTON COMPANY | E-SERIES | E-SERIES | HAMILTON COMPANY | ROOM8 | Retired | HQ
HQWOO009 |  | EXAM LIGHT | LIGHT - EXAMINATION | DAZOR CORP | 6224A | 6224A | DAZOR CORP | ROOM1 | Retired | HQ
HQWOO010 |  | TYMPANOMETER | TYMPANOMETER | Welch Allyn Inc (ECRI) | MI24 | MI24 | Welch Allyn Inc (ECRI) | 758235 | Active | HQ
HQWOO011 |  | EXAM LIGHT | LIGHT - EXAMINATION | Welch Allyn Inc (ECRI) | LS 135 | LS 135 | Welch Allyn Inc (ECRI) | ROOM6 | Retired | HQ
HQWOO012 |  | EXAM LIGHT | LIGHT - EXAMINATION | Burton Medical LLC (ECRI) | SUPERNOVA | SUPERNOVA | Burton Medical LLC (ECRI) | 12591 | Retired | HQ
HQWOO013 |  | MICROSCOPE | Microscopes, Laboratory (ECRI) | Olympus America Inc (ECRI) | MICRO | MICRO | Olympus America Inc (ECRI) | 756363 | Retired | HQ
HQWOO014 |  | Centrifuge, Tabletop | Centrifuges, Tabletop (ECRI) | Drucker Diagnostics (ECRI) | 642E Quest | Horizon 642E Quest | HORIZON HEALTHCARE SUPPLY | 520505 | Retired | HQ
HQWOO015 |  | NEBULIZER | Nebulizers (ECRI) | Philips Respironics Inc (ECRI) | HS456 | Inspiration Elite | Philips Respironics Inc (ECRI) | 10060326233 | Retired | HQ
HQWOO016 |  | NEBULIZER | Nebulizers (ECRI) | Philips Respironics Inc (ECRI) | HS456 | Inspiration Elite | Philips Respironics Inc (ECRI) | 0809-1932890 | Retired | HQ
HQWOO018 |  | EXAM LIGHT | LIGHT SOURCE | Cardinal Health (ECRI) | GOODWIN | GOODWIN | Cardinal Health (ECRI) | 1196-01 | Retired | HQ
HQWOO019 |  | TABLE - EXAM/TREATMENT | TABLE - EXAM/TREATMENT | HAMILTON COMPANY | E-SERIES | E-SERIES | HAMILTON COMPANY | ROOM5 | Retired | HQ
HQWOO020 |  | EXAM LIGHT | LIGHT SOURCE | Cardinal Health (ECRI) | DAZOR | DAZOR | Cardinal Health (ECRI) | ROOM4 | Retired | HQ
HQWOO021 |  | TYMPANOMETER | TYMPANOMETER | Welch Allyn Inc (ECRI) | 3 | MicroTymp | Welch Allyn Inc (ECRI) | UNKN | Retired | HQ
HQWOO022 |  | TYMPANOMETER | TYMPANOMETER | Welch Allyn Inc (ECRI) | ERO SCAN | MAICO DIAG | Welch Allyn Inc (ECRI) | 11642 | Retired | HQ
HQWOO023 |  | Table, Examination/Treatment | Tables, Examination/Treatment (ECRI) | Midmark Corp (ECRI) | 104 | 104 | Midmark Corp (ECRI) | SKC014910 | Retired | HQ
HQX0013 | REMI | Scanning System, Ultrasound | Scanning Systems, Ultrasound (ECRI) | GE Healthcare (ECRI) | LOGIQ E9 | LOGIQ E9 | GE Healthcare (ECRI) | 200937US6 | Active | HQ
HQX0014 | REMI | Scanning System, Ultrasound | Scanning Systems, Ultrasound (ECRI) | GE Healthcare (ECRI) | LOGIQ E9 | LOGIQ E9 | GE Healthcare (ECRI) | 202351US6 | Active | HQ
HQX0020 | SIEMENS | Scanning System, Cat Scan | Scanning Systems, Cat Scan (ECRI) | Siemens Healthcare (ECRI) | 10046733 | SOMATOM Perspective | Siemens Healthcare (ECRI) | 116850 | Active | HQ
HQX0021 | SIEMENS | Mammographic Unit | Radiographic Systems, Digital, Mammographic (ECRI) | Siemens Healthcare (ECRI) | 11343300 | MAMMOMAT Revelation | Siemens Healthcare (ECRI) | 1425 | Active | HQ
HQX0022 | SIEMENS | OVERHEAD X-RAY | RADIOGRAPHIC UNIT | Siemens Healthcare (ECRI) | MULTIX PRO | MUTLIX | Siemens Healthcare (ECRI) | 21370 | Active | HQ
HQX0023 | SIEMENS | DETECTOR | Detectors, X-Ray, Digital Radiography (ECRI) | Siemens Healthcare (ECRI) | 11105032 | PIXIUM3543 EZH | Siemens Healthcare (ECRI) | 192914 | Active | HQ
HQX0024 | SIEMENS | Scanning System, MRI | Scanning Systems, MRI (ECRI) | Siemens Healthcare (ECRI) | 10432914 | MAGNETOM Aera 1.5T | Siemens Healthcare (ECRI) | 41571 | Active | HQ
HQX0025 |  | Scanning System, Ultrasound | Scanning Systems, Ultrasound (ECRI) | Siemens Healthcare (ECRI) | ACUSON S2000 | ACUSON S2000 | Siemens Healthcare (ECRI) | 202152 | Retired | HQ
HQX0027 |  | Radiographic Unit, Mini C-Arm | Radiographic Units, Mobile (ECRI) | Orthoscan Inc (ECRI) | 1000-0005 | Mobile D1 | Orthoscan Inc (ECRI) | 5G0103 | Active | HQ
HQX0030 |  | Radiographic Unit, Mini C-Arm | Radiographic Units, Mobile (ECRI) | Orthoscan Inc (ECRI) | 1000-0005 | Mobile D1 | Orthoscan Inc (ECRI) | 5G0105 | Active | HQ
HQX0031 | REMI | Scanning System, Ultrasound | Scanning Systems, Ultrasound (ECRI) | GE Healthcare (ECRI) | Venue 40 | Venue 40 | GE Healthcare (ECRI) | 119154WX3 | Active | HQ
HQX0032 | REMI | Scanning System, Ultrasound | Scanning Systems, Ultrasound (ECRI) | GE Healthcare (ECRI) | LOGIQ E10 | LOGIQ E10 | GE Healthcare (ECRI) | 530551US8 | Active | HQ
HQX0033 | REMI | Injector, Contrast, CT | Injectors, Contrast, CT (ECRI) | BRACCO Diagnostics Inc (ECRI) | 102410 | EmpowerCTA+ | BRACCO Diagnostics Inc (ECRI) | 30016900 | Active | HQ
HQX0041 | REMI | Scanning System, Ultrasound | Scanning Systems, Ultrasound (ECRI) | FUJIFILM SonoSite Inc (ECRI) | SonoSite PX | SonoSite PX | FUJIFILM SonoSite Inc (ECRI) | 055633 | Active | HQ
HQX0042 | REMI | Scanning System, Ultrasound | Scanning Systems, Ultrasound (ECRI) | GE Healthcare (ECRI) | LOGIQ E10s | LOGIQ E10s | GE Healthcare (ECRI) | LEX301415 | Active | HQ
HQX0044 |  | Mammographic System | Radiographic Systems, Digital, Mammographic (ECRI) | Hologic Inc (ECRI) | SDA-SYS-3000-3D | Selenia Dimension 3D | Hologic Inc (ECRI) | SDM131902057 | Active | HQ
HQX0051 |  | Probe, Ultrasound | Probes, Ultrasound (ECRI) | GE Healthcare (ECRI) | Vscan Air CL A1 | Vscan Air CL A1 | GE Healthcare (ECRI) | VA001201995 | Active | HQ
HQX0055 |  | Scanning System, Gamma Camera | Scanning Systems, Gamma Camera, SPECT (ECRI) | Spectrum Dynamics Med (ECRI) | 8010120-01 | D-SPECT Cardio | Spectrum Dynamics Med (ECRI) | 14595 | Active | HQ
HQX0056 |  | Radiographic Unit, Dental | Radiographic Units, Dental (ECRI) | Planmeca Inc (ECRI) | Viso G7 | Viso G7 | Planmeca Inc (ECRI) | VXS1726144 | Active | HQ
HQX0057 | REMI | Scanning System, Ultrasound | Scanning Systems, Ultrasound (ECRI) | FUJIFILM SonoSite Inc (ECRI) | SonoSite SII | SonoSite SII | FUJIFILM SonoSite Inc (ECRI) | Q5T8FB | Active | HQ
HQX0058 |  | Probe, Ultrasound | Probes, Ultrasound (ECRI) | FUJIFILM SonoSite Inc (ECRI) | L25x | L25x | FUJIFILM SonoSite Inc (ECRI) | 054VXY | Active | HQ
HQX0059 |  | Probe, Ultrasound | Probes, Ultrasound (ECRI) | FUJIFILM SonoSite Inc (ECRI) | L38xi | L38xi | FUJIFILM SonoSite Inc (ECRI) | 053M9X | Active | HQ
HQX0060 |  | Scanning System, Ultrasound | Scanning Systems, Ultrasound (ECRI) | Philips Ultrasound Inc (ECRI) | EPIQ Elite (795234) | EPIQ Elite | Philips Ultrasound Inc (ECRI) | USN23B1081 | Active | HQ
HQX0061 |  | Probe, Ultrasound | Probes, Ultrasound (ECRI) | Philips Ultrasound Inc (ECRI) | eL18-4 | eL18-4 | Philips Ultrasound Inc (ECRI) | F0CMND | Active | HQ
HQX0062 |  | Probe, Ultrasound | Probes, Ultrasound (ECRI) | Philips Ultrasound Inc (ECRI) | C5-1 | C5-1 | Philips Ultrasound Inc (ECRI) | F0DFCQ | Active | HQ
HQX0063 |  | Probe, Ultrasound | Probes, Ultrasound (ECRI) | Philips Ultrasound Inc (ECRI) | L12-3 | L12-3 | Philips Ultrasound Inc (ECRI) | F0D97C | Active | HQ
HQX0064 |  | Probe, Ultrasound | Probes, Ultrasound (ECRI) | Philips Ultrasound Inc (ECRI) | C10-3V | C10-3V | Philips Ultrasound Inc (ECRI) | F0D3GQ | Active | HQ
HQX0065 | Warranty | Scanning System, Ultrasound | Scanning Systems, Ultrasound (ECRI) | GE Healthcare (ECRI) | LOGIQ E10s | LOGIQ E10s | GE Healthcare (ECRI) | LEX401845 | Active | HQ
HQX0066 |  | Probe, Ultrasound | Probes, Ultrasound (ECRI) | GE Healthcare (ECRI) | L2-9-D | L2-9-D | GE Healthcare (ECRI) | 240357PD4 | Active | HQ
HQX0067 |  | Probe, Ultrasound | Probes, Ultrasound (ECRI) | GE Healthcare (ECRI) | C1-6-D | C1-6-D | GE Healthcare (ECRI) | 521846YP6 | Active | HQ
HQX0068 |  | Probe, Ultrasound | Probes, Ultrasound (ECRI) | GE Healthcare (ECRI) | L8-18i-D | L8-18i-D | GE Healthcare (ECRI) | 343815WP7 | Active | HQ
HQX0069 |  | Scanning System, Ultrasound | Scanning Systems, Ultrasound (ECRI) | Philips Ultrasound Inc (ECRI) | EPIQ Elite (795234) | EPIQ Elite | Philips Ultrasound Inc (ECRI) | US823B0065 | Active | HQ
HQX0070 |  | Probe, Ultrasound | Probes, Ultrasound (ECRI) | Philips Ultrasound Inc (ECRI) | C5-1 | C5-1 | Philips Ultrasound Inc (ECRI) | F0CJYF | Active | HQ
HQX0071 |  | Probe, Ultrasound | Probes, Ultrasound (ECRI) | Philips Ultrasound Inc (ECRI) | L15-7io | L15-7io | Philips Ultrasound Inc (ECRI) | F0C2PY | Active | HQ
HQX0072 |  | Probe, Ultrasound | Probes, Ultrasound (ECRI) | Philips Ultrasound Inc (ECRI) | eL18-4 | eL18-4 | Philips Ultrasound Inc (ECRI) | F0CFYN | Active | HQ
HQX0073 |  | Probe, Ultrasound | Probes, Ultrasound (ECRI) | Philips Ultrasound Inc (ECRI) | L12-3 | L12-3 | Philips Ultrasound Inc (ECRI) | F0CJ81 | Active | HQ
HQX0074 |  | Probe, Ultrasound | Probes, Ultrasound (ECRI) | Philips Ultrasound Inc (ECRI) | C10-3V | C10-3V | Philips Ultrasound Inc (ECRI) | F0CK3X | Active | HQ
HQX0075 | SIEMENS | Scanning System, Ultrasound | Scanning Systems, Ultrasound (ECRI) | Siemens Healthcare (ECRI) | 10433816 | Acuson SC2000 | Siemens Healthcare (ECRI) | 402789 | Active | HQ
HQX0076 |  | Probe, Ultrasound | Probes, Ultrasound (ECRI) | Siemens Healthcare (ECRI) | 4V1c | 4V1c | Siemens Healthcare (ECRI) | 60701040 | Active | HQ
HQX0077 |  | Scanning System, Ultrasound | Scanning Systems, Ultrasound (ECRI) | GE Healthcare (ECRI) | Vivid E95 | Vivid E95 | GE Healthcare (ECRI) | AU87372 | Active | HQ
HQX0078 |  | Probes, Ultrasound | Probes, Ultrasound (ECRI) | GE Healthcare (ECRI) | 4Vc-D | XDclearTM | GE Healthcare (ECRI) | 520424YP3 | Active | HQ
HQX0079 |  | Probe, Ultrasound | Probes, Ultrasound (ECRI) | GE Healthcare (ECRI) | C1-6-D | C1-6-D | GE Healthcare (ECRI) | 526090YP6 | Active | HQ
HQX0080 |  | Probe, Ultrasound | Probes, Ultrasound (ECRI) | GE Healthcare (ECRI) | 9L-D | 9L-D | GE Healthcare (ECRI) | 356427WP5 | Active | HQ
HQX0081 |  | CW Split Crystal Pencil Probe | Probes, Ultrasound (ECRI) | GE Healthcare (ECRI) | P2D | P2D | GE Healthcare (ECRI) | 11AE2307 | Active | HQ
HQX0082 | Warranty | Scanning System, Ultrasound | Scanning Systems, Ultrasound (ECRI) | GE Healthcare (ECRI) | Vivid E95 | Vivid E95 | GE Healthcare (ECRI) | AU26607 | Active | HQ
HQX0083 |  | Probe, Ultrasound | Probes, Ultrasound (ECRI) | GE Healthcare (ECRI) | 9L-D | 9L-D | GE Healthcare (ECRI) | 355200WP7 | Active | HQ
HQX0084 |  | Probes, Ultrasound | Probes, Ultrasound (ECRI) | GE Healthcare (ECRI) | 4Vc-D | XDclearTM | GE Healthcare (ECRI) | 511475YP6 | Active | HQ
HQX0085 |  | Probe, Ultrasound | Probes, Ultrasound (ECRI) | GE Healthcare (ECRI) | C1-6-D | C1-6-D | GE Healthcare (ECRI) | 517304YP2 | Active | HQ
HQX0086 |  | CW Split Crystal Pencil Probe | Probes, Ultrasound (ECRI) | GE Healthcare (ECRI) | P2D | P2D | GE Healthcare (ECRI) | 11AE2345 | Active | HQ
HQX0087 |  | Probe, Ultrasound | Probes, Ultrasound (ECRI) | GE Healthcare (ECRI) | L8-18i-D | L8-18i-D | GE Healthcare (ECRI) | 351758WP8 | Active | HQ
HQX0088 | REMI | Scanning System, Ultrasound | Scanning Systems, Ultrasound (ECRI) | GE Healthcare (ECRI) | Voluson 730 ProV | Voluson 730 ProV | GE Healthcare (ECRI) | K7P43803 | Active | HQ
HQX0089 |  | Probe, Ultrasound | Probes, Ultrasound (ECRI) | GE Healthcare (ECRI) | AB2-7 | AB2-7 | GE Healthcare (ECRI) | 110141KR9 | Active | HQ
HQX0090 |  | Probe, Ultrasound | Probes, Ultrasound (ECRI) | GE Healthcare (ECRI) | RAB4-8L | RAB4-8L | GE Healthcare (ECRI) | 33385KR6 | Active | HQ
HQX0091 |  | Probe, Ultrasound | Probes, Ultrasound (ECRI) | GE Healthcare (ECRI) | RIC5-9W | RIC5-9W | GE Healthcare (ECRI) | 104460KR1 | Active | HQ
HQX0092 | Warranty | Scanning System, Ultrasound | Scanning Systems, Ultrasound (ECRI) | GE Healthcare (ECRI) | Vivid E95 | Vivid E95 | GE Healthcare (ECRI) | AU26662 | Active | HQ
HQX0093 |  | Probes, Ultrasound | Probes, Ultrasound (ECRI) | GE Healthcare (ECRI) | 4Vc-D | XDclearTM | GE Healthcare (ECRI) | 511386YP5 | Active | HQ
HQX0094 |  | CW Split Crystal Pencil Probe | Probes, Ultrasound (ECRI) | GE Healthcare (ECRI) | P2D | P2D | GE Healthcare (ECRI) | 11AE2346 | Active | HQ
HQX0095 | Warranty | Scanning System, Ultrasound | Scanning Systems, Ultrasound (ECRI) | GE Healthcare (ECRI) | Vivid E95 | Vivid E95 | GE Healthcare (ECRI) | AU26698 | Active | HQ
HQX0096 |  | Probes, Ultrasound | Probes, Ultrasound (ECRI) | GE Healthcare (ECRI) | 4Vc-D | XDclearTM | GE Healthcare (ECRI) | 511479YP8 | Active | HQ
HQX0097 |  | CW Split Crystal Pencil Probe | Probes, Ultrasound (ECRI) | GE Healthcare (ECRI) | P2D | P2D | GE Healthcare (ECRI) | 11AE2208 | Active | HQ
HQX0098 | REMI | Scanning System, Ultrasound | Scanning Systems, Ultrasound (ECRI) | Terason-Teratech Corp (ECRI) | uSmart3300 | uSmart3300 | Terason-Teratech Corp (ECRI) | T189311200825 | Active | HQ
HQX0099 |  | Probe, Ultrasound | Probes, Ultrasound (ECRI) | Terason-Teratech Corp (ECRI) | 15L4A | 15L4A | Terason-Teratech Corp (ECRI) | 19838 | Active | HQ
HQX0100 | REMI | Scanning System, Ultrasound | Scanning Systems, Ultrasound (ECRI) | GE Healthcare (ECRI) | LOGIQ E9 | LOGIQ E9 | GE Healthcare (ECRI) | LE9200020 | Active | HQ
HQX0101 |  | Probe, Ultrasound | Probes, Ultrasound (ECRI) | GE Healthcare (ECRI) | L8-18i-D | L8-18i-D | GE Healthcare (ECRI) | 172139YP8 | Active | HQ
HQX0102 |  | Probe, Ultrasound | Probes, Ultrasound (ECRI) | GE Healthcare (ECRI) | C1-6-D | C1-6-D | GE Healthcare (ECRI) | 167640YP2 | Active | HQ
HQX0103 |  | Probe, Ultrasound | Probes, Ultrasound (ECRI) | GE Healthcare (ECRI) | M5S-D | M5S-D | GE Healthcare (ECRI) | 000006563 | Active | HQ
HQX0104 |  | Probe, Ultrasound | Probes, Ultrasound (ECRI) | GE Healthcare (ECRI) | 9L-D | 9L-D | GE Healthcare (ECRI) | 171317WP1 | Active | HQ
HVHC002 |  | CONTRAST MEDIA INJECTOR | Injectors, Contrast, CT (ECRI) | MEDRAD INCORPORATED | STELLANT | STELLANT | MEDRAD INCORPORATED | 3014226 | Retired | HQ
HVHC003 |  | INFUSION PUMP | PUMP - INFUSION | BRAUN MEDICAL | VISTA | VISTA | BRAUN MEDICAL | 28986 | Retired | HQ
HVHC004 |  | VASCULAR | PULSE VOLUME RECORDER | Unetixs Vascular Inc (ECRI) | Series II LHS | Multilab Series II | Unetixs Vascular Inc (ECRI) | MLS2L798 | Retired | HQ
HVHC005 |  | STRESS TEST SYSTEM | STRESS TEST SYSTEM | CAMBRIDGE | HEART WAVE | HEART WAVE | CAMBRIDGE | HW 11-2006-0041 | Retired | HQ
HVHC007 |  | Defibrillator | Defibrillators (ECRI) | ZOLL Medical Corp (ECRI) | M SERIES | M Series | ZOLL Medical Corp (ECRI) | T07C88385 | Retired | HQ
HVHC008 |  | SUCTION PUMP | PUMP - SUCTION | GOMCO SURGICAL | G180 | G180 | GOMCO SURGICAL | 0107 | Active | HQ
HVHC009 |  | Monitor, Patient Transport | Monitors, Patient Transport (ECRI) | GE Healthcare (ECRI) | DASH 2000 | DASH 2000 | GE Healthcare (ECRI) | AAS07060009SA | Retired | HQ
HVHC010 |  | MONITOR, PHYSIOLOGIC | MONITOR - PATIENT | GE Healthcare (ECRI) | DASH 2000 | DASH | GE Healthcare (ECRI) | AA5070600075A | Retired | HQ
HVHC012 |  | MONITOR, PHYSIOLOGIC | MONITOR - PATIENT | GE Healthcare (ECRI) | DASH 2000 | DASH | GE Healthcare (ECRI) | AA5070600055A | Retired | HQ
HVHC016 |  | EECP System | Circulatory Assist Units, Peripheral Compression, Sequential, End-Diastolic (ECRI) | Vasomedical Inc (ECRI) | TS3 | TS3 | Vasomedical Inc (ECRI) | 37C0430 | Retired | HQ
HVHC017 | ROOM 3A | GS Integrated Wall System | Ophthalmoscope/Otoscope/Vital Signs Measuring Systems (ECRI) | Welch Allyn Inc (ECRI) | 767 Series | 767 Series | Welch Allyn Inc (ECRI) | ROOM 2A | Active | HQ
HVHC019 | ROOM 6A | GS Integrated Wall System | Ophthalmoscope/Otoscope/Vital Signs Measuring Systems (ECRI) | Welch Allyn Inc (ECRI) | 767 Series | 767 Series | Welch Allyn Inc (ECRI) | ROOM 6A | Active | HQ
HVHC021 | ROOM10A | GS Integrated Wall System | Ophthalmoscope/Otoscope/Vital Signs Measuring Systems (ECRI) | Welch Allyn Inc (ECRI) | 767 Series | 767 Series | Welch Allyn Inc (ECRI) | ROOM 8B | Active | HQ
HVHC023 | ROOM 9A | OTOSCOPE | OTOSCOPE | Heine USA Ltd (ECRI) | EN-100-1 | EN-100-1 | Heine USA Ltd (ECRI) | 1160002692 | Active | HQ
HVHC026 |  | EKG | EKG/ECG MACHINE | BURDICK CORP DIV SIEMENS CORP | ELI 280 | ELI 280 | BURDICK CORP DIV SIEMENS CORP | 114350227-195 | Retired | HQ
HVHC027 |  | EKG | EKG/ECG MACHINE | BURDICK CORP DIV SIEMENS CORP | ELI 280 | ELI 280 | BURDICK CORP DIV SIEMENS CORP | 114350227-192 | Active | HQ
HVHC030 |  | EKG | EKG/ECG MACHINE | BURDICK CORP DIV SIEMENS CORP | ELI 280 | ELI 280 | BURDICK CORP DIV SIEMENS CORP | 114350227-189 | Retired | HQ
HVHC031 |  | EKG | EKG/ECG MACHINE | BURDICK CORP DIV SIEMENS CORP | ELI 280 | ELI 280 | BURDICK CORP DIV SIEMENS CORP | 114350227-197 | Retired | HQ
HVHC034 |  | EKG MODULE | Modules, Electrocardiographs (ECRI) | Mortara Instrument Inc | WAM | WAM | Mortara Instrument Inc | 114530241305 | Active | HQ
HVHC036 |  | EKG MODULE | Modules, Electrocardiographs (ECRI) | Mortara Instrument Inc | WAM | WAM | Mortara Instrument Inc | 114310222842 | Out Of Service | HQ
HVHC037 |  | EKG MODULE | Modules, Electrocardiographs (ECRI) | Mortara Instrument Inc | WAM | WAM | Mortara Instrument Inc | 114310222858 | Out Of Service | HQ
HVHC039 |  | EKG MODULE | Modules, Electrocardiographs (ECRI) | Mortara Instrument Inc | WAM | WAM | Mortara Instrument Inc | 114300177455 | Out Of Service | HQ
HVHC040 |  | EKG MODULE | Modules, Electrocardiographs (ECRI) | Mortara Instrument Inc | WAM | WAM | Mortara Instrument Inc | 114300222135 | Active | HQ
HVHC041 |  | EKG MODULE | Modules, Electrocardiographs (ECRI) | Mortara Instrument Inc | WAM | WAM | Mortara Instrument Inc | 114310222844 | Active | HQ
HVHC044 | ROOM 9A | OTOSCOPE | OTOSCOPE | Heine USA Ltd (ECRI) | EN-100-1 | EN-100-1 | Heine USA Ltd (ECRI) | 1160002685 | Active | HQ
HVHC045 |  | WALL TRANSFORMER | OTOSCOPE | Welch Allyn Inc (ECRI) | 7670-01 | 7670-01 | Welch Allyn Inc (ECRI) | ROOM 10A | Active | HQ
HVHC047 |  | Stress Exercise, Cardiac | Stress Exercise, Cardiac (ECRI) | Welch Allyn Inc (ECRI) | Q-Stress | Q-Stress | Welch Allyn Inc (ECRI) | 115290264471 | Active | HQ
HVHC050 |  | STRESS TEST TREADMILL | EXERCISER - TREADMILL | GE Healthcare (ECRI) | TM55 | TM55 | GE Healthcare (ECRI) | 1152602644149 | Retired | HQ
HVHC051 |  | DEFIBRILLATOR - AED | Defibrillators, External, Auto (ECRI) | BURDICK CORP DIV SIEMENS CORP | CardioVive AT | CardioVive AT | BURDICK CORP DIV SIEMENS CORP | 4001400 | Retired | HQ
HVHC052 |  | DOPPLER | DOPPLER | MCKESSON INFORMATION SOLUTIONS | 1160 | LUMEON | LUMEON | 05143095 | Retired | HQ
HVHC053 |  | TABLE - EXAM-TREATMENT | TABLE - EXAM/TREATMENT | DYNATRONICS | UNKN | UNKN | DYNATRONICS | 002521 | Active | HQ
HVHCX01 |  | CAT SCAN | CAT SCAN | Toshiba America Inc (ECRI) | AQUILION | AQUILION | Toshiba America Inc (ECRI) | 20A12X2013 | Retired | HQ
HVHD001 |  | Cardiac Trigger Monitor | Monitors, Physiologic, Multipurpose, Bedside, Modular (ECRI) | Ivy Biomedical Systems (ECRI) | 3000 | 3000 | Ivy Biomedical Systems (ECRI) | 507063 | Retired | HQ
HVHD004 |  | VITAL SIGN MONITOR | MONITOR - VITAL SIGN | Welch Allyn Inc (ECRI) | Spot Vital Signs | Spot Vital Signs | Welch Allyn Inc (ECRI) | 201206207 | Retired | HQ
HVHD005 |  | INFUSION PUMP | PUMP - INFUSION | BRAUN MEDICAL | VISTA | VISTA | BRAUN MEDICAL | 637203 | Retired | HQ
HVHD010 |  | INFUSION PUMP | PUMP - INFUSION | BRAUN MEDICAL | VISTA | VISTA | BRAUN MEDICAL | 21740 | Retired | HQ
HVHD014 |  | TABLE - EXAM/TREATMENT | TABLE - EXAM/TREATMENT | Medical Positioning Inc (ECRI) | TLG 10 | ULTRASCAN | Medical Positioning Inc (ECRI) | 801886 | Active | HQ
HVHD019 |  | TABLE - EXAM 24 | TABLE - EXAM/TREATMENT | Medical Positioning Inc (ECRI) | TLG 10 | ULTRASCAN | Medical Positioning Inc (ECRI) | 797911 | Retired | HQ
HVHD023 |  | Defibrillator | Defibrillators (ECRI) | ZOLL Medical Corp (ECRI) | M SERIES | M Series | ZOLL Medical Corp (ECRI) | T07I94630 | Retired | HQ
HVHF003 |  | Cardiac Trigger Monitor | Monitors, Physiologic, Multipurpose, Bedside, Modular (ECRI) | Ivy Biomedical Systems (ECRI) | 3000 | 3000 | Ivy Biomedical Systems (ECRI) | 505127 | Retired | HQ
HVHF005 |  | Monitor, Patient Transport | Monitors, Patient Transport (ECRI) | GE Healthcare (ECRI) | DASH 2000 | DASH 2000 | GE Healthcare (ECRI) | AAS07060005SA | Active | HQ
HVHF006 |  | INFUSION PUMP | PUMP - INFUSION | BRAUN MEDICAL | HORIZON | HORIZON | BRAUN MEDICAL | J57810 | Retired | HQ
HVHF008 |  | DEFIBRILLATOR | Defibrillators (ECRI) | ZOLL Medical Corp (ECRI) | BIPHASIC | BIPHASIC | ZOLL Medical Corp (ECRI) | T00D11094 | Retired | HQ
HVHF009 |  | Defibrillator | Defibrillators (ECRI) | Physio-Control Inc (ECRI) | LIFEPAK 20 | LIFEPAK 20 | Medtronic Inc (ECRI) | 30520918 | Active | HQ
HVHF010 |  | VASCULAR DOPPLER | DOPPLER | Unetixs Vascular Inc (ECRI) | 11932-0000-01 | Multilab Series II | Unetixs Vascular Inc (ECRI) | LCT0780 | Retired | HQ
HVHF011 |  | STRESS TEST SYSTEM | STRESS TEST SYSTEM | Cardiac Science Corp (ECRI) | QUINTON | QUINTON | Cardiac Science Corp (ECRI) | 30520918 | Active | HQ
HVHF012 | HVHF007 | VITAL SIGN MONITOR | MONITOR - VITAL SIGN | Welch Allyn Inc (ECRI) | Spot Vital Signs | Spot Vital Signs | Welch Allyn Inc (ECRI) | 200503779 | Retired | HQ
HVHF013 |  | GS Integrated Wall System | Ophthalmoscope/Otoscope/Vital Signs Measuring Systems (ECRI) | Welch Allyn Inc (ECRI) | 767 Series | 767 Series | Welch Allyn Inc (ECRI) | N/A | Retired | HQ
HVHF019 |  | EECP System | Circulatory Assist Units, Peripheral Compression, Sequential, End-Diastolic (ECRI) | Vasomedical Inc (ECRI) | TS3 | TS3 | Vasomedical Inc (ECRI) | 37C0430 | Retired | HQ
HVHF029 |  | VITAL SIGN MONITOR | MONITOR - VITAL SIGN | Omron Healthcare Inc (ECRI) | BP760 | BP760 | Omron Healthcare Inc (ECRI) | UNKNOWN | Active | HQ
HVHF032 |  | DOPPLER | DOPPLER | MCKESSON INFORMATION SOLUTIONS | 1160 | LUMEON | LUMEON | 05143138 | Active | HQ
HVHFX20 | REMI | Scanning System, Ultrasound | Scanning Systems, Ultrasound (ECRI) | GE Healthcare (ECRI) | Vivid E9 | Vivid E9 | GE Healthcare (ECRI) | VE9006065 | Active | HQ
HVHFX21 | REMI | Scanning System, Ultrasound | Scanning Systems, Ultrasound (ECRI) | GE Healthcare (ECRI) | Vivid E9 | Vivid E9 | GE Healthcare (ECRI) | VE9005792 | Active | HQ
HVHPX12 | REMI | Scanning System, Ultrasound | Scanning Systems, Ultrasound (ECRI) | GE Healthcare (ECRI) | Vivid E9 | Vivid E9 | GE Healthcare (ECRI) | VE9006019 | Active | HQ
HVHPX17 | REMI | Scanning System, Ultrasound | Scanning Systems, Ultrasound (ECRI) | GE Healthcare (ECRI) | Vivid E9 | Vivid E9 | GE Healthcare (ECRI) | VE9005958 | Active | HQ
HVHPX19 |  | ULTRASOUND UNIT | Scanning Systems, Ultrasound (ECRI) | GE Healthcare (ECRI) | E9 | VIVID | GE Healthcare (ECRI) | VE9006016 | Retired | HQ
HVHR001 |  | STRESS TEST SYSTEM | STRESS TEST SYSTEM | BURDICK CORP DIV SIEMENS CORP | HEART STRIDE | HEART STRIDE | Cardiac Science Corp (ECRI) | 1082M00683 | Retired | HQ
HVHR002 |  | STRESS TEST SYSTEM | STRESS TEST SYSTEM | Mortara Instrument Inc | TM55 | TM55 | Cardiac Science Corp (ECRI) | 11040080968 | Retired | HQ
HVHR003 |  | VASCULAR DOPPLER | DOPPLER | Unetixs Vascular Inc (ECRI) | MULTI LAB | Multilab Series II | Unetixs Vascular Inc (ECRI) | LCT0521 | Retired | HQ
HVHR004 |  | Defibrillator | Defibrillators (ECRI) | ZOLL Medical Corp (ECRI) | M SERIES | M Series | ZOLL Medical Corp (ECRI) | T05174385 | Retired | HQ
HVHR007 |  | Electrocardiograph | Electrocardiographs, Multichannel (ECRI) | GE Healthcare (ECRI) | MAC 5000 | MAC 5000 | GE Healthcare (ECRI) | AAY05398912PA | Retired | HQ
HVHR009 |  | EXAM LIGHT | LIGHT - EXAMINATION | Welch Allyn Inc (ECRI) | ROOM 1 | ROOM 1 | Welch Allyn Inc (ECRI) | N/A | Retired | HQ
HVHR010 |  | EXAM LIGHT | LIGHT - EXAMINATION | Welch Allyn Inc (ECRI) | ROOM 2 | ROOM 2 | Welch Allyn Inc (ECRI) | N/A | Retired | HQ
HVHR011 |  | EXAM LIGHT | LIGHT - EXAMINATION | Welch Allyn Inc (ECRI) | ROOM 3 | ROOM 3 | Welch Allyn Inc (ECRI) | N/A | Retired | HQ
HVHR012 |  | Table, Examination/Treatment | Tables, Examination/Treatment (ECRI) | Midmark Corp (ECRI) | 404 | 404 | Midmark Corp (ECRI) | AX039243 | Retired | HQ
HVHR013 |  | Table, Examination/Treatment | Tables, Examination/Treatment (ECRI) | Midmark Corp (ECRI) | 404 | 404 | Midmark Corp (ECRI) | AX039240 | Retired | HQ
HVHR014 |  | Table, Examination/Treatment | Tables, Examination/Treatment (ECRI) | Midmark Corp (ECRI) | 404 | 404 | Midmark Corp (ECRI) | AX039237 | Retired | HQ
HVHW005 |  | EKG | EKG/ECG MACHINE | BURDICK CORP DIV SIEMENS CORP | ELI 280 | ELI 280 | BURDICK CORP DIV SIEMENS CORP | 114350227202 | Active | HQ
HVHW006 |  | EKG | EKG/ECG MACHINE | BURDICK CORP DIV SIEMENS CORP | ELI 280 | ELI 280 | BURDICK CORP DIV SIEMENS CORP | 114350227190 | Active | HQ
HVHW007 |  | Defibrillator | Defibrillators (ECRI) | ZOLL Medical Corp (ECRI) | M SERIES | M Series | ZOLL Medical Corp (ECRI) | T07A87309 | Retired | HQ
HVHW008 |  | Defibrillator | Defibrillators (ECRI) | ZOLL Medical Corp (ECRI) | M SERIES | M Series | ZOLL Medical Corp (ECRI) | T05I4381 | Retired | HQ
HVHW011 |  | TABLE - EXAM/TREATMENT | TABLE - EXAM/TREATMENT | Medical Positioning Inc (ECRI) | TLG 10 | ULTRASCAN | Medical Positioning Inc (ECRI) | 799894 | Active | HQ
HVHW013 |  | VASCULAR | PULSE VOLUME RECORDER | Unetixs Vascular Inc (ECRI) | Series II LHS | Multilab Series II | Unetixs Vascular Inc (ECRI) | LCT0522MLS2L509 | Retired | HQ
HVHW014 |  | Stress Exercise, Cardiac | Stress Exercise, Cardiac (ECRI) | GE Healthcare (ECRI) | CASE 6.61 | CASE 6.61 | GE Healthcare (ECRI) | SCF07050973SA | Retired | HQ
HVHW015 |  | STRESS TEST SYSTEM | STRESS TEST SYSTEM | BURDICK CORP DIV SIEMENS CORP | QUEST | QUEST | BURDICK CORP DIV SIEMENS CORP | 10920001172 | Retired | HQ
HVHW017 |  | SYRINGE PUMP | PUMP - INFUSION SYRINGE | Graseby | 3400 | 3400 | Graseby | 90797 | Retired | HQ
HVHW018 |  | INFUSION, PUMP | PUMP - INFUSION | BRAUN MEDICAL | VISTA | VISTA | BRAUN MEDICAL | 23495 | Retired | HQ
HVHW019 |  | Cardiac Trigger Monitor | Monitors, Physiologic, Multipurpose, Bedside, Modular (ECRI) | Ivy Biomedical Systems (ECRI) | 3000 | 3000 | Ivy Biomedical Systems (ECRI) | 505126 | Active | HQ
HVHW020 |  | Cardiac Trigger Monitor | Monitors, Physiologic, Multipurpose, Bedside, Modular (ECRI) | Ivy Biomedical Systems (ECRI) | 3000 | 3000 | Ivy Biomedical Systems (ECRI) | 505210 | Retired | HQ
HVHW023 |  | CENTRIFUGE | Centrifuges, Tabletop (ECRI) | Drucker Diagnostics (ECRI) | HORIZON | HORIZON | Drucker Diagnostics (ECRI) | 520105-1496 | Retired | HQ
HVHW024 |  | CENTRIFUGE | Centrifuges, Tabletop (ECRI) | Drucker Diagnostics (ECRI) | HORIZON | HORIZON | Drucker Diagnostics (ECRI) | 502410-9 | Active | HQ
HVHWX09 | REMI | Scanning System, Ultrasound | Scanning Systems, Ultrasound (ECRI) | GE Healthcare (ECRI) | Vivid E9 | Vivid E9 | GE Healthcare (ECRI) | VE9005518 | Active | HQ
HVHWX10 | REMI | Scanning System, Ultrasound | Scanning Systems, Ultrasound (ECRI) | GE Healthcare (ECRI) | Vivid E9 | Vivid E9 | GE Healthcare (ECRI) | VE9006071 | Active | HQ
HVHWX21 | SIEMENS | Scanning System, Gamma Camera | Scanning Systems, Gamma Camera, SPECT (ECRI) | Siemens Healthcare (ECRI) | c.cam | c.cam | Siemens Healthcare (ECRI) | 5041904 (1245) | Active | HQ
HVHWX22 | SIEMENS | Scanning System, Gamma Camera | Scanning Systems, Gamma Camera, SPECT (ECRI) | Siemens Healthcare (ECRI) | c.cam | c.cam | Siemens Healthcare (ECRI) | 5041903 (1246) | Active | HQ
J1760 | J1760 | Heating Unit, Hot-Pack | Heating Units, Hot-Pack (ECRI) | Whitehall Mfg Div (ECRI) | T-12-M | T-12-M | Whitehall Mfg Div (ECRI) | 3907 | Retired | HQ
J1761 | J1761 | Table, Examination/Treatment | Tables, Examination/Treatment, Adjustable (ECRI) | Dynatronics Corp (ECRI) | HLT3 | HLT3 | Dynatronics Corp (ECRI) | T002102 | Active | HQ
J1762 | J1762 | Table, Examination/Treatment | Tables, Examination/Treatment, Adjustable (ECRI) | Dynatronics Corp (ECRI) | HLT3 | HLT3 | Dynatronics Corp (ECRI) | T002104 | Active | HQ
J1763 | J1763 | Table, Examination/Treatment | Tables, Examination/Treatment, Adjustable (ECRI) | Dynatronics Corp (ECRI) | HLT3 | HLT3 | Dynatronics Corp (ECRI) | T002101 | Active | HQ
J1764 | J1764 | Table, Examination/Treatment | Tables, Examination/Treatment, Adjustable (ECRI) | Dynatronics Corp (ECRI) | HLT3 | HLT3 | Dynatronics Corp (ECRI) | T002103 | Active | HQ
J1766 | J1766 | Exerciser, Stair/Stepper | Exercisers, Stair/Stepper (ECRI) | NuStep LLC (ECRI) | TRS 4000 | TRS 4000 | NuStep LLC (ECRI) | 433975 | Active | HQ
J1767 | J1767 | BICYCLE | Exercisers, Bicycle (ECRI) | SCIFIT (ECRI) | ISO7000 | ISO7000 | SCIFIT (ECRI) | N/A | Retired | HQ
J1769 | J1769 | Exerciser, Treadmill | Exercisers, Treadmills (ECRI) | Landice Inc (ECRI) | L7 | L7 | Landice Inc (ECRI) | L7 60802 | Retired | HQ
J1771 | J1771 | Exerciser, Upper/Lower Cycler | Exercisers (ECRI) | SCIFIT (ECRI) | Pro1000 | Pro1000 | SCIFIT (ECRI) | N/A | Retired | HQ
J1772 | J1772 | BICYCLE | Exercisers, Bicycle (ECRI) | SCIFIT (ECRI) | ISO7000 | ISO7000 | SCIFIT (ECRI) | N/A | Retired | HQ
J1773 | J1773 | Exerciser, Treadmill | Exercisers, Treadmills (ECRI) | Landice Inc (ECRI) | L7 | L7 | Landice Inc (ECRI) | L7 60800 | Retired | HQ
J1784 | J1784 | STIMULATOR | STIMULATOR - MUSCLE | DYNATRONICS | D525 | DynaMite | DYNATRONICS | 529512 | Active | HQ
J1785 | J1785 | ULTRASONIC THERAPY UNIT | Ultrasound Therapy Systems, Physical Therapy (ECRI) | DYNATRONICS | D125 | D125 | DYNATRONICS | 129475 | Active | HQ
J1786 | J1786 | Exerciser, Upper/Lower Cycler | Exercisers (ECRI) | SCIFIT (ECRI) | Pro1000 | Pro1000 | SCIFIT (ECRI) | 60-005506 | Active | HQ
J1787 | J1787 | UPPER BODY CYCLE | EXERCISER - UPPER BODY | Biodex Medical Systems (ECRI) | 950-138 | 950-138 | Biodex Medical Systems (ECRI) | 0608069 | Active | HQ
J1971 | J1971 | EXERCISER, OTHER | EXERCISER - OTHER | CYBEX DIV LUMEX INC | VR3 | VR3 | CYBEX DIV LUMEX INC | N/A | Active | HQ
J1972 | J1972 | EXERCISER, OTHER | EXERCISER - OTHER | CYBEX DIV LUMEX INC | VR3 | VR3 | CYBEX DIV LUMEX INC | N/A | Active | HQ
J1973 | J1973 | EXERCISER, OTHER | EXERCISER - OTHER | CYBEX DIV LUMEX INC | VR3 | VR3 | CYBEX DIV LUMEX INC | N/A | Retired | HQ
J1974 | J1974 | Exerciser, Stair/Stepper | Exercisers, Stair/Stepper (ECRI) | NuStep LLC (ECRI) | TRS 4000 | TRS 4000 | NuStep LLC (ECRI) | 443475 | Active | HQ
J2050 | J2050 | STIMULATOR | STIMULATOR - MUSCLE | DYNATRONICS | D950 | D950 | GE Healthcare (ECRI) | 963678 | Retired | HQ
J2133 | J2133 | Exerciser, Stair/Stepper | Exercisers, Stair/Stepper (ECRI) | NuStep LLC (ECRI) | TRS 4000 | TRS 4000 | NuStep LLC (ECRI) | 448984 | Active | HQ
KPT0100 |  | COLUMN WEIGHT MACHINE | EXERCISER - OTHER | ProMaxima Mfg Ltd (ECRI) | PERFORMANCE PLUS | PERFORMANCE PLUS | ProMaxima Mfg Ltd (ECRI) | N/A | Active | HQ
KPT0103 |  | Exerciser, Upper/Lower Cycler | Exercisers (ECRI) | SCIFIT (ECRI) | PRO1 | PRO1 | SCIFIT (ECRI) | 421-001094 | Retired | HQ
KPT0115 |  | THERMAL BATH | Baths, Water (ECRI) | Whitehall Mfg Div (ECRI) | Forma Splint | Forma Splint | Whitehall Mfg Div (ECRI) | 11412864 | Active | HQ
KPT0116 |  | ULTRASONIC THERAPY UNIT | Ultrasound Therapy Systems, Physical Therapy (ECRI) | DYNATRONICS | 150PLUS | 150PLUS | DYNATRONICS | 163167 | Retired | HQ
KPT0122 |  | FLUID THERAPY UNIT | HEAT THERAPY - DRY | CHATTANOOGA CORPORATION | 115D | 115D | HENLEY HEALTHCARE | 2-00283 | Retired | HQ
MARKW |  | BILIRUBIN | PHOTOTHERAPY - BILIMETER | GE Healthcare (ECRI) | MORON | MORON | GE Healthcare (ECRI) | 12345 | Retired | HQ
MP2901 |  | Lithium Ion Battery | Batteries (ECRI) | ZOLL Medical Corp (ECRI) | 8019-0535-01 | SurePower Battery Pk | ZOLL Medical Corp (ECRI) | AG21DAS2310 | Active | HQ
MP2902 |  | Refrigerator | Refrigerators (ECRI) | Not Available | HTS18GBSARWW | HTS18GBSARWW | Not Available | SM816879 | Active | HQ
MPM2852 |  | Sphygmomanometer | Sphygmomanometers (ECRI) | Welch Allyn Inc (ECRI) | CE0297 | CE0297 | Welch Allyn Inc (ECRI) | 091023112033 | Active | HQ
MPW0001 |  | Table, Examination/Treatment | Tables, Examination/Treatment, Adjustable (ECRI) | Midmark Corp (ECRI) | 623-008 | 623-008 | Midmark Corp (ECRI) | V1493074 | Active | HQ
MPW0002 |  | Monitor, Vital Signs | Monitors, Vital Signs (ECRI) | Welch Allyn Inc (ECRI) | 75MT | Connex Spot Monitor | Welch Allyn Inc (ECRI) | 100049360624 | Active | HQ
MPW0003 |  | Table, Examination/Treatment | Tables, Examination/Treatment (ECRI) | Midmark Corp (ECRI) | 204 | 204 | Midmark Corp (ECRI) | V1493421 | Active | HQ
MPW0004 |  | Light, Examination | Lights, Examination (ECRI) | Brewer Co (ECRI) | 18100 | 18100 | Brewer Co (ECRI) | BH00719638 | Active | HQ
MPW0005 |  | Sphygmomanometer | Sphygmomanometers (ECRI) | Welch Allyn Inc (ECRI) | CE0297 | CE0297 | Welch Allyn Inc (ECRI) | 130910071606 | Active | HQ
MPW0006 |  | GS Integrated Wall System | Ophthalmoscope/Otoscopes (ECRI) | Welch Allyn Inc (ECRI) | 408282 | Green Series 777 | Welch Allyn Inc (ECRI) | Not Available | Active | HQ
MPW0007 |  | Thermometer, Electronic | Thermometers, Electronic (ECRI) | Welch Allyn Inc (ECRI) | 690 | SureTemp Plus | Welch Allyn Inc (ECRI) | 13411971 | Active | HQ
MPW0008 |  | Light, Examination | Lights, Examination (ECRI) | Brewer Co (ECRI) | 18100 | 18100 | Brewer Co (ECRI) | BH0071936 | Active | HQ
MPW0009 |  | Table, Examination/Treatment | Tables, Examination/Treatment (ECRI) | Midmark Corp (ECRI) | 204 | 204 | Midmark Corp (ECRI) | V1493405 | Active | HQ
MPW0010 |  | Sphygmomanometer | Sphygmomanometers (ECRI) | Welch Allyn Inc (ECRI) | CE0297 | CE0297 | Welch Allyn Inc (ECRI) | 130925152306 | Active | HQ
MPW0011 |  | GS Integrated Wall System | Ophthalmoscope/Otoscopes (ECRI) | Welch Allyn Inc (ECRI) | 408282 | Green Series 777 | Welch Allyn Inc (ECRI) | Not Available | Active | HQ
MPW0012 |  | Thermometer, Electronic | Thermometers, Electronic (ECRI) | Welch Allyn Inc (ECRI) | 692 | SureTemp Plus | Welch Allyn Inc (ECRI) | 19375852 | Active | HQ
MPW0013 |  | Table, Examination/Treatment | Tables, Examination/Treatment (ECRI) | Midmark Corp (ECRI) | 204 | 204 | Midmark Corp (ECRI) | V1493424 | Active | HQ
MPW0014 |  | Sphygmomanometer | Sphygmomanometers (ECRI) | Welch Allyn Inc (ECRI) | CE0297 | CE0297 | Welch Allyn Inc (ECRI) | 130924171776 | Active | HQ
MPW0015 |  | GS Integrated Wall System | Ophthalmoscope/Otoscopes (ECRI) | Welch Allyn Inc (ECRI) | 408282 | Green Series 777 | Welch Allyn Inc (ECRI) | Not Available | Active | HQ
MPW0016 |  | Chair, Examination/Treatment | Chairs, Examination/Treatment (ECRI) | Optomic (ECRI) | OP-S7 | OP-S7 | Optomic (ECRI) | 4820243391 | Active | HQ
MPW0017 |  | Thermometer, Electronic | Thermometers, Electronic (ECRI) | Welch Allyn Inc (ECRI) | 690 | SureTemp Plus | Welch Allyn Inc (ECRI) | 13181159 | Active | HQ
MPW0018 |  | GS Integrated Wall System | Ophthalmoscope/Otoscopes (ECRI) | Welch Allyn Inc (ECRI) | 408282 | Green Series 777 | Welch Allyn Inc (ECRI) | Not Available | Active | HQ
MPW0019 |  | Sphygmomanometer | Sphygmomanometers (ECRI) | Welch Allyn Inc (ECRI) | CE0297 | CE0297 | Welch Allyn Inc (ECRI) | 130925144986 | Active | HQ
MPW0020 |  | Light, Examination | Lights, Examination (ECRI) | Brewer Co (ECRI) | 18100 | 18100 | Brewer Co (ECRI) | Not Available | Active | HQ
MPW0021 |  | Footswitch | Footswitches (ECRI) | Optomic (ECRI) | Not Available | Not Available | Optomic (ECRI) | Not Available | Active | HQ
MPW0022 |  | Suction Unit | Suction Units (ECRI) | SSCOR Inc (ECRI) | 2314 | 2314 | SSCOR Inc (ECRI) | M35773 | Active | HQ
MPW0023 |  | Electrosurgical Unit | Electrosurgical Units, Monopolar/Bipolar (ECRI) | CONMED Corp (ECRI) | Hyfrecator 2000 | Hyfrecator 2000 | CONMED Corp (ECRI) | 14EGJ238 | Active | HQ
MPW0024 |  | Disinfector, Endoscope | Disinfectors, Liquid Germicide, Flexible Endoscope (ECRI) | Olympus America Inc (ECRI) | OER-Mini | OER-Mini | Olympus America Inc (ECRI) | 2100216 | Active | HQ
MPW0025 |  | Defibrillator, External, Auto | Defibrillators, External, Auto (ECRI) | ZOLL Medical Corp (ECRI) | AED Plus | AED Plus | ZOLL Medical Corp (ECRI) | X09J426065 | Active | HQ
MPW0026 |  | Scale, Floor | Scales, Floor (ECRI) | Seca NA (ECRI) | 769 | 769 | Seca NA (ECRI) | 1780075049678 | Retired | HQ
MPW0027 |  | Table, Examination/Treatment | Tables, Examination/Treatment (ECRI) | Midmark Corp (ECRI) | 104 | 104 | Midmark Corp (ECRI) | Not Available | Active | HQ
MPW0028 |  | Monitor, Fetal | Monitors, Fetal (ECRI) | GE Healthcare (ECRI) | Corometrics 172 | Corometrics 172 | GE Healthcare (ECRI) | SNV21420123PAS | Active | HQ
MPW0029 |  | Scale, Floor | Scales, Floor (ECRI) | Detecto Scale Co (ECRI) | MV1 | MedVue | Detecto Scale Co (ECRI) | E14615-0026 | Active | HQ
MPW0030 | HQVN006 | Table, Examination/Treatment | Tables, Examination/Treatment (ECRI) | Midmark Corp (ECRI) | 204-001 | 204-001 | Midmark Corp (ECRI) | V1152334 | Active | HQ
MPW0031 | HQVN005 | GS Integrated Wall System | Ophthalmoscope/Otoscope/Vital Signs Measuring Systems (ECRI) | Welch Allyn Inc (ECRI) | 767 Series | 767 Series | Welch Allyn Inc (ECRI) | Not Available | Active | HQ
MPW0032 |  | Sphygmomanometer | Sphygmomanometers (ECRI) | Welch Allyn Inc (ECRI) | Tycos | Tycos | Welch Allyn Inc (ECRI) | 120203154009 | Active | HQ
MPW0033 |  | Scale, Floor | Scales, Floor (ECRI) | Detecto Scale Co (ECRI) | MV1 | MedVue | Detecto Scale Co (ECRI) | E11512-0087 | Active | HQ
MPW0034 |  | Table, Examination/Treatment | Tables, Examination/Treatment, Adjustable (ECRI) | Midmark Corp (ECRI) | 623-007 | 623-007 | Midmark Corp (ECRI) | V851859 | Active | HQ
MPW0035 |  | Hand/Remote Control | Hand/Remote Control (ECRI) | Midmark Corp (ECRI) | Not Available | Not Available | Midmark Corp (ECRI) | Not Available | Active | HQ
MPW0036 |  | Footswitches | Footswitches (ECRI) | Midmark Corp (ECRI) | Not Available | Not Available | Midmark Corp (ECRI) | Not Available | Active | HQ
MPW0037 |  | Sphygmomanometer | Sphygmomanometers (ECRI) | Welch Allyn Inc (ECRI) | Tycos | Tycos | Welch Allyn Inc (ECRI) | 120210153124 | Active | HQ
MPW0038 |  | Light, Examination | Lights, Examination (ECRI) | Welch Allyn Inc (ECRI) | GS 300 | GS 300 | Welch Allyn Inc (ECRI) | Not Available | Active | HQ
MPW0039 | HQVN008 | GS Integrated Wall System | Ophthalmoscope/Otoscope/Vital Signs Measuring Systems (ECRI) | Welch Allyn Inc (ECRI) | 767 Series | 767 Series | Welch Allyn Inc (ECRI) | Not Available | Active | HQ
MPW0040 |  | Thermometer, Electronic | Thermometers, Electronic (ECRI) | Welch Allyn Inc (ECRI) | 690 | SureTemp Plus | Welch Allyn Inc (ECRI) | 11450829 | Active | HQ
MPW0041 | HQVN003 | Table, Examination/Treatment | Tables, Examination/Treatment, Adjustable (ECRI) | Midmark Corp (ECRI) | 623-008 | 623-008 | Midmark Corp (ECRI) | V1219594 | Active | HQ
MPW0042 |  | Hand/Remote Control | Hand/Remote Control (ECRI) | Midmark Corp (ECRI) | Not Available | Not Available | Midmark Corp (ECRI) | Not Available | Active | HQ
MPW0043 | HQPOB043 | Warmer, Gel | Warmers, Gel (ECRI) | Parker Laboratories Inc (ECRI) | 82-04 | Thermasonic | Parker Laboratories Inc (ECRI) | 000342 | Retired | HQ
MPW0044 | HQHOB004 CH | Light, Examination | Lights, Examination (ECRI) | Brewer Co (ECRI) | 18100 | 18100 | Brewer Co (ECRI) | 18755 | Active | HQ
MPW0046 |  | Scale, Floor | Scales, Floor (ECRI) | Pelstar (Health-O-Meter)(ECRI) | 1100KL | 1100KL | Pelstar (Health-O-Meter)(ECRI) | 1100L00894 | Active | HQ
MPW0047 |  | Thermometer, Electronic | Thermometers, Electronic, Infrared (ECRI) | Exergen Corp (ECRI) | TAT-5000 | TemporalScanner | Exergen Corp (ECRI) | A963516 | Active | HQ
MPW0048 |  | Thermometer, Electronic | Thermometers, Electronic, Infrared (ECRI) | Exergen Corp (ECRI) | TAT-5000 | TemporalScanner | Exergen Corp (ECRI) | A916504 | Active | HQ
MPW0049 |  | Light, Surgical | Lights, Surgical (ECRI) | STERIS Corp (ECRI) | LA300 | Harmony | STERIS Corp (ECRI) | 11031712118385 | Active | HQ
MPW0050 | HQVS037 | Light, Examination | Lights, Examination (ECRI) | Brewer Co (ECRI) | 18100 | 18100 | Brewer Co (ECRI) | BH004941 | Active | HQ
MPW0051 |  | Smoke Evacuation System | Smoke Evacuation Systems, Surgical (ECRI) | CONMED Corp (ECRI) | VC120 | VisiClear | CONMED Corp (ECRI) | 20231002040 | Active | HQ
MPW0055 | HQVS041 | Table, Examination/Treatment | Tables, Examination/Treatment, Adjustable (ECRI) | Midmark Corp (ECRI) | 623-008 | 623-008 | Midmark Corp (ECRI) | V1220110 | Active | HQ
MPW0056 |  | Footswitches | Footswitches (ECRI) | Midmark Corp (ECRI) | Not Available | Not Available | Midmark Corp (ECRI) | Not Available | Active | HQ
MPW0059 | HQVS040 | GS Integrated Wall System | Ophthalmoscope/Otoscope/Vital Signs Measuring Systems (ECRI) | Welch Allyn Inc (ECRI) | 767 Series | 767 Series | Welch Allyn Inc (ECRI) | Not Available | Active | HQ
MPW0060 |  | Sphygmomanometer | Sphygmomanometers (ECRI) | Welch Allyn Inc (ECRI) | Tycos | Tycos | Welch Allyn Inc (ECRI) | 090119162128 | Active | HQ
MPW0061 | HQVS032 | Table, Examination/Treatment | Tables, Examination/Treatment (ECRI) | Midmark Corp (ECRI) | 204 | 204 | Midmark Corp (ECRI) | V1095634 | Active | HQ
MPW0062 | HQVS027 | Light, Examination | Lights, Examination (ECRI) | Brewer Co (ECRI) | 18100 | 18100 | Brewer Co (ECRI) | BH0049409 | Active | HQ
MPW0063 |  | Sphygmomanometer | Sphygmomanometers (ECRI) | Welch Allyn Inc (ECRI) | Tycos | Tycos | Welch Allyn Inc (ECRI) | 110722072118 | Active | HQ
MPW0064 | HQVS026 | GS Integrated Wall System | Ophthalmoscope/Otoscope/Vital Signs Measuring Systems (ECRI) | Welch Allyn Inc (ECRI) | 767 Series | 767 Series | Welch Allyn Inc (ECRI) | Not Available | Active | HQ
MPW0065 |  | Thermometer, Electronic | Thermometers, Electronic (ECRI) | Welch Allyn Inc (ECRI) | 692 | SureTemp Plus | Welch Allyn Inc (ECRI) | 18366621 | Active | HQ
MPW0066 | HQVS033 | Table, Examination/Treatment | Tables, Examination/Treatment, Adjustable (ECRI) | Midmark Corp (ECRI) | 204-002 | 204-002 | Midmark Corp (ECRI) | V532613 | Active | HQ
MPW0067 | HQVS030 | Light, Examination | Lights, Examination (ECRI) | Brewer Co (ECRI) | 18100 | 18100 | Brewer Co (ECRI) | BH0049410 | Active | HQ
MPW0068 | HQVS029 | GS Integrated Wall System | Ophthalmoscope/Otoscope/Vital Signs Measuring Systems (ECRI) | Welch Allyn Inc (ECRI) | 767 Series | 767 Series | Welch Allyn Inc (ECRI) | Not Available | Active | HQ
MPW0069 |  | Sphygmomanometer | Sphygmomanometers (ECRI) | Welch Allyn Inc (ECRI) | Tycos | Tycos | Welch Allyn Inc (ECRI) | 120203155550 | Active | HQ
MPW0070 |  | Monitor, Blood Pressure | Monitors, Blood Pressure (ECRI) | Welch Allyn Inc (ECRI) | ProBP 3400 | ProBP 3400 | Welch Allyn Inc (ECRI) | Not Available | Active | HQ
MPW0071 |  | Table, Examination/Treatment | Tables, Examination/Treatment (ECRI) | Midmark Corp (ECRI) | 204-001 | 204-001 | Midmark Corp (ECRI) | V1660671 | Active | HQ
MPW0072 |  | Table, Examination/Treatment | Tables, Examination/Treatment (ECRI) | Midmark Corp (ECRI) | 204-001 | 204-001 | Midmark Corp (ECRI) | V1660679 | Active | HQ
MPW0073 | V7046 | Monitor, Vital Signs | Monitors, Vital Signs (ECRI) | Welch Allyn Inc (ECRI) | 42MTB | Spot Vital Signs | Welch Allyn Inc (ECRI) | 20150016 | Active | HQ
MPW0074 |  | Monitor, Blood Pressure | Monitors, Blood Pressure (ECRI) | Welch Allyn Inc (ECRI) | ProBP 3400 | ProBP 3400 | Welch Allyn Inc (ECRI) | 100049542422 | Active | HQ
MPW0075 |  | Table, Examination/Treatment | Tables, Examination/Treatment (ECRI) | Midmark Corp (ECRI) | 204-001 | 204-001 | Midmark Corp (ECRI) | V1660672 | Active | HQ
MPW0076 |  | Sphygmomanometer | Sphygmomanometers (ECRI) | Medline Industries Inc (ECRI) | Not Available | Not Available | Medline Industries Inc (ECRI) | Not Available | Active | HQ
MPW0077 |  | Thermometer, Electronic | Thermometers, Electronic (ECRI) | Welch Allyn Inc (ECRI) | 690 | SureTemp Plus | Welch Allyn Inc (ECRI) | 07417246 | Active | HQ
MPW0078 |  | Table, Examination/Treatment | Tables, Examination/Treatment (ECRI) | Midmark Corp (ECRI) | 204-001 | 204-001 | Midmark Corp (ECRI) | V1660676 | Active | HQ
MPW0079 |  | Monitor, Blood Pressure | Monitors, Blood Pressure (ECRI) | Welch Allyn Inc (ECRI) | ProBP 3400 | ProBP 3400 | Welch Allyn Inc (ECRI) | 100022394821 | Active | HQ
MPW0080 |  | Monitor, Blood Pressure | Monitors, Blood Pressure (ECRI) | Welch Allyn Inc (ECRI) | ProBP 3400 | ProBP 3400 | Welch Allyn Inc (ECRI) | 100015544321 | Active | HQ
MPW0081 |  | Table, Examination/Treatment | Tables, Examination/Treatment (ECRI) | Midmark Corp (ECRI) | 204-001 | 204-001 | Midmark Corp (ECRI) | V1660680 | Active | HQ
MPW0082 |  | Table, Examination/Treatment | Tables, Examination/Treatment (ECRI) | Midmark Corp (ECRI) | 204-011 | 204-011 | Midmark Corp (ECRI) | V2184766 | Active | HQ
MPW0083 | V4049 | Electrosurgical Unit | Electrosurgical Units, Monopolar/Bipolar (ECRI) | CONMED Corp (ECRI) | Hyfrecator 2000 | Hyfrecator 2000 | CONMED Corp (ECRI) | 07DGJ176 | Active | HQ
MPW0084 |  | Scale, Floor | Scales, Floor (ECRI) | Detecto Scale Co (ECRI) | MV1 | MedVue | Detecto Scale Co (ECRI) | E17415-0140 | Active | HQ
MPW0086 |  | Chair, Examination/Treatment | Chairs, Examination/Treatment (ECRI) | Midmark Corp (ECRI) | 224-002 | 224-002 | Midmark Corp (ECRI) | V2319102 | Active | HQ
MPW0087 |  | Footswitches | Footswitches (ECRI) | Midmark Corp (ECRI) | Not Available | Not Available | Midmark Corp (ECRI) | Not Available | Active | HQ
MPW0088 |  | Sphygmomanometer | Sphygmomanometers (ECRI) | Welch Allyn Inc (ECRI) | Tycos | Tycos | Welch Allyn Inc (ECRI) | 200907130115 | Active | HQ
MPW0089 |  | GS Integrated Wall System | Ophthalmoscope/Otoscopes (ECRI) | Welch Allyn Inc (ECRI) | 408282 | Green Series 777 | Welch Allyn Inc (ECRI) | Not Available | Active | HQ
MPW0090 |  | Scale, Floor | Scales, Floor (ECRI) | Seca NA (ECRI) | 769 | 769 | Seca NA (ECRI) | 10000000238991 | Active | HQ
MPW0091 |  | Scale, Floor | Scales, Floor (ECRI) | Seca NA (ECRI) | 769 | 769 | Seca NA (ECRI) | 10000000238990 | Active | HQ
MPW0092 |  | Chair, Examination/Treatment | Chairs, Examination/Treatment (ECRI) | Midmark Corp (ECRI) | 224-002 | 224-002 | Midmark Corp (ECRI) | V2101440 | Active | HQ
MPW0093 |  | Footswitches | Footswitches (ECRI) | Midmark Corp (ECRI) | Not Available | Not Available | Midmark Corp (ECRI) | Not Available | Active | HQ
MPW0094 |  | Sphygmomanometer | Sphygmomanometers (ECRI) | Welch Allyn Inc (ECRI) | Tycos | Tycos | Welch Allyn Inc (ECRI) | 190212064375 | Active | HQ
MPW0095 |  | GS Integrated Wall System | Ophthalmoscope/Otoscopes (ECRI) | Welch Allyn Inc (ECRI) | 408282 | Green Series 777 | Welch Allyn Inc (ECRI) | Not Available | Active | HQ
MPW0096 |  | Thermometer, Electronic | Thermometers, Electronic (ECRI) | Welch Allyn Inc (ECRI) | 690 | SureTemp Plus | Welch Allyn Inc (ECRI) | 19158265 | Active | HQ
MPW0097 |  | Scale, Floor | Scales, Floor (ECRI) | Seca NA (ECRI) | 769 | 769 | Seca NA (ECRI) | 10000001095426 | Active | HQ
MPW0098 |  | Footswitches | Footswitches (ECRI) | Midmark Corp (ECRI) | Not Available | Not Available | Midmark Corp (ECRI) | Not Available | Active | HQ
MPW0099 |  | Chair, Examination/Treatment | Chairs, Examination/Treatment (ECRI) | Midmark Corp (ECRI) | 224-002 | 224-002 | Midmark Corp (ECRI) | V2585602 | Active | HQ
MPW0100 |  | GS Integrated Wall System | Ophthalmoscope/Otoscopes (ECRI) | Welch Allyn Inc (ECRI) | 408282 | Green Series 777 | Welch Allyn Inc (ECRI) | Not Available | Active | HQ
MPW0101 |  | Scale, Floor | Scales, Floor (ECRI) | Seca NA (ECRI) | 769 | 769 | Seca NA (ECRI) | 57690122189579 | Active | HQ
MPW0102 |  | Sphygmomanometer | Sphygmomanometers (ECRI) | Welch Allyn Inc (ECRI) | CE0297 | CE0297 | Welch Allyn Inc (ECRI) | 140705001025 | Active | HQ
MPW0103 |  | GS Integrated Wall System | Ophthalmoscope/Otoscopes (ECRI) | Welch Allyn Inc (ECRI) | 408282 | Green Series 777 | Welch Allyn Inc (ECRI) | Not Available | Active | HQ
MPW0104 |  | Thermometer, Electronic | Thermometers, Electronic (ECRI) | Welch Allyn Inc (ECRI) | 690 | SureTemp Plus | Welch Allyn Inc (ECRI) | 13420326 | Active | HQ
MPW0105 |  | Table, Examination/Treatment | Tables, Examination/Treatment (ECRI) | Midmark Corp (ECRI) | 204-001 | 204-001 | Midmark Corp (ECRI) | V1493397 | Active | HQ
MPW0106 |  | Monitor, Display | Monitors, Video (ECRI) | Olympus America Inc (ECRI) | OEV262H | OEV-262H | Olympus America Inc (ECRI) | 7761132 | Active | HQ
MPW0107 |  | Digital Video Monitor | Monitors (ECRI) | Hunan Vathin Medical | DVM-B2 | DVM-B2 | Hunan Vathin Medical | Q2402007029 | Active | HQ
MPW0108 |  | Monitor, Video | Monitors, Video (ECRI) | Elo Touch Solutions (ECRI) | ET1929LM | ETL1929LM | Elo Touch Solutions (ECRI) | K16C025749 | Active | HQ
MPW0109 |  | Cart, Surgical Instrument | Carts, Treatment, Endoscopy (ECRI) | Olympus America Inc (ECRI) | WM-NP2 | WM-NP2 | Olympus America Inc (ECRI) | 21733455 | Active | HQ
MPW0110 |  | Camera, Video, Endoscope | Cameras, Video, Endoscope (ECRI) | Olympus America Inc (ECRI) | OTV-S190 | Visera Elite | Olympus America Inc (ECRI) | 7704061 | Active | HQ
MPW0111 |  | Light Source | Light Sources, Endoscope (ECRI) | Olympus America Inc (ECRI) | CLV-S190 | Visera Elite | Olympus America Inc (ECRI) | 7724242 | Active | HQ
MPW0112 |  | Image Management System | Image Management System | Olympus America Inc (ECRI) | nStream GX | nStream GX | Olympus America Inc (ECRI) | GX-11171 | Active | HQ
MPW0113 |  | Chair, Examination/Treatment | Chairs, Examination/Treatment (ECRI) | Optomic (ECRI) | OP-S7 | OP-S7 | Optomic (ECRI) | 48181258 | Active | HQ
MPW0114 |  | Sphygmomanometer | Sphygmomanometers (ECRI) | Welch Allyn Inc (ECRI) | CE0297 | CE0297 | Welch Allyn Inc (ECRI) | 190801102145 | Active | HQ
MPW0115 |  | GS Integrated Wall System | Ophthalmoscope/Otoscopes (ECRI) | Welch Allyn Inc (ECRI) | 408282 | Green Series 777 | Welch Allyn Inc (ECRI) | Not Available | Active | HQ
MPW0116 |  | Microscope | Microscopes, Laboratory (ECRI) | LEISEGANG | BUL | BUL | LEISEGANG | 36859 | Active | HQ
MPW0117 |  | Sterilizing Unit, Tabletop | Sterilizing Units, Steam, Tabletop (ECRI) | Midmark Corp (ECRI) | M9-022 | M9 UltraClave | Midmark Corp (ECRI) | V1418524 | Active | HQ
MPW0127 |  | Sphygmomanometer | Sphygmomanometers (ECRI) | Welch Allyn Inc (ECRI) | CE0297 | CE0297 | Welch Allyn Inc (ECRI) | 150414165485 | Active | HQ
MPW0128 |  | GS Integrated Wall System | Ophthalmoscope/Otoscopes (ECRI) | Welch Allyn Inc (ECRI) | 408282 | Green Series 777 | Welch Allyn Inc (ECRI) | 15183 | Active | HQ
MPW0129 |  | Doppler, Blood Flow | Detectors, Blood Flow, Ultrasonic (ECRI) | Cooper Surgical Inc (ECRI) | L250 | LifeDop L250 | Cooper Surgical Inc (ECRI) | 2018040102 | Active | HQ
MPW0130 |  | Sphygmomanometer, Electronic | Sphygmomanometers, Electronic, Automatic, Oscillometric (ECRI) | Omron Healthcare Inc (ECRI) | HEM-907XL | IntelliSense | Omron Healthcare Inc (ECRI) | 20231000327AF | Active | HQ
MPW0131 |  | Microscope | Microscopes, Laboratory (ECRI) | Seiler Instrument (ECRI) | Westlab 3 | Westlab 3 | Seiler Instrument (ECRI) | 1311725 | Active | HQ
MPW0132 | HQVN010 | Monitor, Vital Signs | Monitors, Vital Signs (ECRI) | Welch Allyn Inc (ECRI) | 42MTB | Spot Vital Signs | Welch Allyn Inc (ECRI) | 201103305 | Active | HQ
MPW0133 | HQPOB011 | Defibrillator, External, Auto | Defibrillators, External, Auto (ECRI) | ZOLL Medical Corp (ECRI) | AED Plus | AED Plus | ZOLL Medical Corp (ECRI) | X09L43359 | Active | HQ
MPW0134 |  | Refrigerator | Refrigerators (ECRI) | Follett LLC (ECRI) | Not Available | Performance Plus | Follett LLC (ECRI) | Not Available | Active | HQ
MPW0136 |  | Doppler, Blood Flow | Detectors, Blood Flow, Ultrasonic (ECRI) | Cooper Surgical Inc (ECRI) | L250 | LifeDop L250 | Cooper Surgical Inc (ECRI) | 2018040125 | Active | HQ
MPW0137 | HQPOB015 | Doppler | Detectors, Blood Flow, Ultrasonic (ECRI) | Natus Medical Inc (ECRI) | 200R | Nicolet Elite 200R | IMEX | EDC1609 | Active | HQ
MPW0139 |  | Light, Surgical | Lights, Surgical (ECRI) | STERIS Corp (ECRI) | LA300 | Harmony | Cooper Surgical Inc (ECRI) | 11031712118383 | Active | HQ
MPW0140 | HQVS044 | Chair, Examination/Treatment | Chairs, Examination/Treatment (ECRI) | Midmark Corp (ECRI) | 230-002 | 230-002 | Midmark Corp (ECRI) | V1220141 | Active | HQ
MPW0141 |  | Footswitches | Footswitches (ECRI) | Midmark Corp (ECRI) | Not Available | Not Available | Midmark Corp (ECRI) | Not Availablle | Active | HQ
MPW0142 |  | Thermometer, Electronic | Thermometers, Electronic (ECRI) | Welch Allyn Inc (ECRI) | 690 | SureTemp Plus | Welch Allyn Inc (ECRI) | 17139077 | Active | HQ
MPW0143 | HQVS043 | Electrosurgical Unit | Electrosurgical Units, Monopolar/Bipolar (ECRI) | CONMED Corp (ECRI) | Hyfrecator 2000 | Hyfrecator 2000 | CONMED Corp (ECRI) | 07MGJ215 | Active | HQ
MPW0144 |  | Sphygmomanometer | Sphygmomanometers (ECRI) | Welch Allyn Inc (ECRI) | CE0297 | CE0297 | Welch Allyn Inc (ECRI) | 090119192012 | Active | HQ
MPW0145 | HQVS045 | GS Integrated Wall System | Ophthalmoscope/Otoscope/Vital Signs Measuring Systems (ECRI) | Welch Allyn Inc (ECRI) | 767 Series | 767 Series | Welch Allyn Inc (ECRI) | Not Available | Active | HQ
MPW0146 | HQVS028 | Thermometer, Electronic | Thermometers, Electronic (ECRI) | Welch Allyn Inc (ECRI) | 690 | SureTemp Plus | Welch Allyn Inc (ECRI) | 11462830 | Active | HQ
MPW0147 |  | Monitor | Monitors (ECRI) | Cyracom International | T2700-C2 | T2700-C2 | Cyracom International | 23-002480-TRTS | Active | HQ
MPW0148 | HQVS012 | Light, Examination | Lights, Examination (ECRI) | Brewer Co (ECRI) | 18100 | 18100 | Brewer Co (ECRI) | BH0060180 | Active | HQ
MPW0149 |  | Light, Examination | Lights, Examination (ECRI) | Boston Surgical | Not Available | Not Available | Boston Surgical | Not Available | Active | HQ
MPW0150 |  | Light, Examination | Lights, Examination (ECRI) | Boston Surgical | Not Available | Not Available | Boston Surgical | Not Available | Active | HQ
MPW0151 |  | Thermometer, Electronic | Thermometers, Electronic, Infrared (ECRI) | Exergen Corp (ECRI) | TAT-5000 | TemporalScanner | Exergen Corp (ECRI) | A964435 | Active | HQ
MPW0152 | HQVS021 | Light, Examination | Lights, Examination (ECRI) | Brewer Co (ECRI) | 18100 | 18100 | Brewer Co (ECRI) | BH0060179 | Active | HQ
MPW0153 | HQVS020 | Table, Examination/Treatment | Tables, Examination/Treatment (ECRI) | Midmark Corp (ECRI) | 204-001 | 204-001 | Midmark Corp (ECRI) | V1220566 | Active | HQ
MPW0154 |  | Sphygmomanometer | Sphygmomanometers (ECRI) | Welch Allyn Inc (ECRI) | CE0297 | CE0297 | Welch Allyn Inc (ECRI) | 120210102327 | Active | HQ
MPW0155 | HQVS019 | GS Integrated Wall System | Ophthalmoscope/Otoscope/Vital Signs Measuring Systems (ECRI) | Welch Allyn Inc (ECRI) | 767 Series | 767 Series | Welch Allyn Inc (ECRI) | Not Available | Active | HQ
MPW0156 | HQVN001 | Thermometer, Electronic | Thermometers, Electronic (ECRI) | Welch Allyn Inc (ECRI) | 690 | SureTemp Plus | Welch Allyn Inc (ECRI) | 1462824 | Active | HQ
MPW0157 | V11487 | Table, Examination/Treatment | Tables, Examination/Treatment, Adjustable (ECRI) | Midmark Corp (ECRI) | 623-008 | 623-008 | Midmark Corp (ECRI) | V1063195 | Active | HQ
MPW0158 |  | Footswitches | Footswitches (ECRI) | Midmark Corp (ECRI) | Not Available | Not Available | Midmark Corp (ECRI) | Not Available | Active | HQ
MPW0159 |  | Footswitches | Footswitches (ECRI) | Midmark Corp (ECRI) | Not Available | Not Available | Midmark Corp (ECRI) | Not Available | Active | HQ
MPW0160 |  | Monitor, Blood Pressure | Monitors, Blood Pressure (ECRI) | Welch Allyn Inc (ECRI) | ProBP 3400 | ProBP 3400 | Welch Allyn Inc (ECRI) | 100045122024 | Active | HQ
MPW0161 |  | Table, Examination/Treatment | Tables, Examination/Treatment (ECRI) | Midmark Corp (ECRI) | 204-001 | 204-001 | Midmark Corp (ECRI) | V1660674 | Active | HQ
MPW0162 |  | Scale, Floor | Scales, Floor (ECRI) | Detecto Scale Co (ECRI) | MV1 | MedVue | Detecto Scale Co (ECRI) | E35214-0160 | Active | HQ
MPW0163 |  | Thermometer, Electronic | Thermometers, Electronic (ECRI) | Welch Allyn Inc (ECRI) | 690 | SureTemp Plus | Welch Allyn Inc (ECRI) | 20367656 | Active | HQ
MPW0164 |  | Table, Examination/Treatment | Tables, Examination/Treatment (ECRI) | Midmark Corp (ECRI) | 204-001 | 204-001 | Midmark Corp (ECRI) | V1608801 | Active | HQ
MPW0165 |  | Sphygmomanometer | Sphygmomanometers (ECRI) | Welch Allyn Inc (ECRI) | CE0297 | CE0297 | Welch Allyn Inc (ECRI) | 14117212125 | Active | HQ
MPW0166 |  | GS Integrated Wall System | Ophthalmoscope/Otoscopes (ECRI) | Welch Allyn Inc (ECRI) | 408282 | Green Series 777 | Welch Allyn Inc (ECRI) | Not Available | Active | HQ
MPW0167 |  | Table, Examination/Treatment | Tables, Examination/Treatment (ECRI) | Midmark Corp (ECRI) | 204-001 | 204-001 | Midmark Corp (ECRI) | V1608823 | Active | HQ
MPW0168 |  | Sphygmomanometer | Sphygmomanometers (ECRI) | Welch Allyn Inc (ECRI) | CE0297 | CE0297 | Welch Allyn Inc (ECRI) | 141103224335 | Active | HQ
MPW0169 |  | GS Integrated Wall System | Ophthalmoscope/Otoscopes (ECRI) | Welch Allyn Inc (ECRI) | 408282 | Green Series 777 | Welch Allyn Inc (ECRI) | Not Available | Active | HQ
MPW0170 |  | Thermometer, Electronic | Thermometers, Electronic (ECRI) | Welch Allyn Inc (ECRI) | 690 | SureTemp Plus | Welch Allyn Inc (ECRI) | 14480085 | Active | HQ
MPW0171 |  | Table, Examination/Treatment | Tables, Examination/Treatment (ECRI) | Midmark Corp (ECRI) | 204-001 | 204-001 | Midmark Corp (ECRI) | V1608826 | Active | HQ
MPW0172 |  | Sphygmomanometer | Sphygmomanometers (ECRI) | Welch Allyn Inc (ECRI) | CE0297 | CE0297 | Welch Allyn Inc (ECRI) | 141104005445 | Active | HQ
MPW0175 |  | Table, Examination/Treatment | Tables, Examination/Treatment (ECRI) | Midmark Corp (ECRI) | 204-001 | 204-001 | Midmark Corp (ECRI) | V1608813 | Active | HQ
MPW0176 |  | Sphygmomanometer | Sphygmomanometers (ECRI) | Welch Allyn Inc (ECRI) | CE0297 | CE0297 | Welch Allyn Inc (ECRI) | 141103222925 | Active | HQ
MPW0177 |  | GS Integrated Wall System | Ophthalmoscope/Otoscopes (ECRI) | Welch Allyn Inc (ECRI) | 408282 | Green Series 777 | Welch Allyn Inc (ECRI) | Not Available | Active | HQ
MPW0178 |  | Thermometer, Electronic | Thermometers, Electronic (ECRI) | Welch Allyn Inc (ECRI) | 692 | SureTemp Plus | Welch Allyn Inc (ECRI) | 20367600 | Active | HQ
MPW0179 |  | Table, Examination/Treatment | Tables, Examination/Treatment (ECRI) | Midmark Corp (ECRI) | 204-001 | 204-001 | Midmark Corp (ECRI) | V1608808 | Active | HQ
MPW0180 |  | Sphygmomanometer | Sphygmomanometers (ECRI) | Welch Allyn Inc (ECRI) | CE0297 | CE0297 | Welch Allyn Inc (ECRI) | 141104005225 | Active | HQ
MPW0181 |  | GS Integrated Wall System | Ophthalmoscope/Otoscopes (ECRI) | Welch Allyn Inc (ECRI) | 408282 | Green Series 777 | Welch Allyn Inc (ECRI) | Not Available | Active | HQ
MPW0182 |  | Thermometer, Electronic | Thermometers, Electronic (ECRI) | Welch Allyn Inc (ECRI) | 690 | SureTemp Plus | Welch Allyn Inc (ECRI) | 14473112 | Active | HQ
MPW0183 |  | Suction Unit | Suction Units (ECRI) | SSCOR Inc (ECRI) | 2314 | 2314 | Armstrong Medical (ECRI) | M28849 | Active | HQ
MPW0184 |  | Table, Examination/Treatment | Tables, Examination/Treatment, Adjustable (ECRI) | Midmark Corp (ECRI) | 623-008 | 623-008 | Midmark Corp (ECRI) | V1603334 | Active | HQ
MPW0185 |  | Footswitches | Footswitches (ECRI) | Midmark Corp (ECRI) | Not Available | Not Available | Midmark Corp (ECRI) | Not Available | Active | HQ
MPW0186 |  | Footswitches | Footswitches (ECRI) | Midmark Corp (ECRI) | Not Available | Not Available | Midmark Corp (ECRI) | Not Available | Active | HQ
MPW0187 |  | Sphygmomanometer | Sphygmomanometers (ECRI) | Welch Allyn Inc (ECRI) | CE0297 | CE0297 | Welch Allyn Inc (ECRI) | 141104004565 | Active | HQ
MPW0188 |  | GS Integrated Wall System | Ophthalmoscope/Otoscopes (ECRI) | Welch Allyn Inc (ECRI) | 408282 | Green Series 777 | Welch Allyn Inc (ECRI) | Not Available | Active | HQ
MPW0189 |  | Thermometer, Electronic | Thermometers, Electronic (ECRI) | Welch Allyn Inc (ECRI) | 690 | SureTemp Plus | Welch Allyn Inc (ECRI) | 22440741 | Active | HQ
MPW0190 |  | Table, Examination/Treatment | Tables, Examination/Treatment (ECRI) | Midmark Corp (ECRI) | 204-001 | 204-001 | Midmark Corp (ECRI) | V1608818 | Active | HQ
MPW0191 |  | Sphygmomanometer | Sphygmomanometers (ECRI) | Welch Allyn Inc (ECRI) | CE0297 | CE0297 | Welch Allyn Inc (ECRI) | 141104005555 | Active | HQ
MPW0192 |  | GS Integrated Wall System | Ophthalmoscope/Otoscopes (ECRI) | Welch Allyn Inc (ECRI) | 408282 | Green Series 777 | Welch Allyn Inc (ECRI) | Not Available | Active | HQ
MPW0194 |  | Table, Examination/Treatment | Tables, Examination/Treatment (ECRI) | Midmark Corp (ECRI) | 204-001 | 204-001 | Midmark Corp (ECRI) | V1608804 | Active | HQ
MPW0195 |  | Sphygmomanometer | Sphygmomanometers (ECRI) | Welch Allyn Inc (ECRI) | CE0297 | CE0297 | Welch Allyn Inc (ECRI) | 120210163919 | Active | HQ
MPW0196 |  | GS Integrated Wall System | Ophthalmoscope/Otoscope/Vital Signs Measuring Systems (ECRI) | Welch Allyn Inc (ECRI) | 767 Series | 767 Series | Welch Allyn Inc (ECRI) | Not Available | Active | HQ
MPW0197 |  | Thermometer, Electronic | Thermometers, Electronic (ECRI) | Welch Allyn Inc (ECRI) | 690 | SureTemp Plus | Welch Allyn Inc (ECRI) | 14471468 | Active | HQ
MPW0198 |  | Centrifuge, Tabletop | Centrifuges, Tabletop (ECRI) | Drucker Diagnostics (ECRI) | 642E Quest | Horizon 642E Quest | Drucker Diagnostics (ECRI) | 1501230533 | Active | HQ
MPW0199 |  | Nebulizer | Nebulizers (ECRI) | DeVilbliss Healthcare (ECRI) | 4650D | 4650D | DeVilbliss Healthcare (ECRI) | D7026608 | Active | HQ
MPW0200 |  | Nebulizer | Nebulizers (ECRI) | DeVilbliss Healthcare (ECRI) | 4650D | PulmoMate | DeVilbliss Healthcare (ECRI) | D7026607 | Active | HQ
MPW0217 |  | Monitor, Fetal | Monitors, Fetal (ECRI) | GE Healthcare (ECRI) | Corometrics 172 | Corometrics 172 | GE Healthcare (ECRI) | SNV21340011PAS | Active | HQ
MPW0218 |  | Scale, Floor | Scales, Floor (ECRI) | Detecto Scale Co (ECRI) | MV1 | MedVue | Detecto Scale Co (ECRI) | E14615-0021 | Active | HQ
MPW0219 |  | Table, Examination/Treatment | Tables, Examination/Treatment (ECRI) | Midmark Corp (ECRI) | 404 | 404 | Midmark Corp (ECRI) | AX032263 | Retired | HQ
MPW0220 | HQVN002 | GS Integrated Wall System | Ophthalmoscope/Otoscope/Vital Signs Measuring Systems (ECRI) | Welch Allyn Inc (ECRI) | 767 Series | 767 Series | Welch Allyn Inc (ECRI) | Not Available | Active | HQ
MPW0221 |  | Thermometer, Electronic | Thermometers, Electronic (ECRI) | Welch Allyn Inc (ECRI) | 690 | SureTemp Plus | Welch Allyn Inc (ECRI) | 14464356 | Active | HQ
MPW0222 |  | Sphygmomanometer | Sphygmomanometers (ECRI) | Welch Allyn Inc (ECRI) | CE0297 | CE0297 | Welch Allyn Inc (ECRI) | 120203155907 | Active | HQ
MPW0223 |  | Light, Examination | Lights, Examination (ECRI) | Welch Allyn Inc (ECRI) | GS 300 | GS 300 | Welch Allyn Inc (ECRI) | Not Available | Active | HQ
MPW0224 | HQPOB029 | Colposcope | Colposcopes (ECRI) | Welch Allyn Inc (ECRI) | VideoPath | VideoPath | Welch Allyn Inc (ECRI) | Not Available | Active | HQ
MPW0225 | HQPOB027 | Light Source | Light Sources (ECRI) | KARL STORZ Endoscopy US (ECRI) | 20132120 | Xenon 175 | KARL STORZ Endoscopy US (ECRI) | N/A | Active | HQ
MPW0226 |  | Camera Control Unit | Cameras, Video (ECRI) | KARL STORZ Endoscopy US (ECRI) | 20233020 | telecam DX II | KARL STORZ Endoscopy US (ECRI) | PZ671154-P | Active | HQ
MPW0227 |  | Light Source | Light Sources (ECRI) | KARL STORZ Endoscopy US (ECRI) | 20131520 | Xenon nova 175 | KARL STORZ Endoscopy US (ECRI) | RZ0661382 | Active | HQ
MPW0228 |  | Microscope, Laboratory | Microscopes, Laboratory (ECRI) | Nikon Instruments Inc (ECRI) | C-FMBN | C-FMBN | Nikon Instruments Inc (ECRI) | 2017069 | Active | HQ
MPW0229 |  | Colposcope | Colposcopes (ECRI) | Cooper Surgical Inc (ECRI) | 906057T | STAR | Cooper Surgical Inc (ECRI) | 2018060012 | Active | HQ
MPW0230 |  | MICROSCOPE MOUNT | MICROSCOPE | Nikon Instruments Inc (ECRI) | C-FMBN | C-FMBN | Nikon Instruments Inc (ECRI) | 2015464 | Active | HQ
MPW0231 |  | Colposcope | Colposcopes (ECRI) | Cooper Surgical Inc (ECRI) | 906057T | STAR | Cooper Surgical Inc (ECRI) | 2017080007 | Active | HQ
MPW0232 |  | Sterilizing Unit, Tabletop | Sterilizing Units, Steam, Tabletop (ECRI) | Midmark Corp (ECRI) | M11-022 | M11 UltraClave | Midmark Corp (ECRI) | V740636 | Active | HQ
MPW0233 |  | Scale, Floor | Scales, Floor (ECRI) | Detecto Scale Co (ECRI) | 758C | 758C | Detecto Scale Co (ECRI) | E35507-0110 | Active | HQ
MPW0234 | HQVS035 | Table, Examination/Treatment | Tables, Examination/Treatment, Adjustable (ECRI) | Midmark Corp (ECRI) | 623-008 | 623-008 | Midmark Corp (ECRI) | V532203 | Active | HQ
MPW0235 |  | Sphygmomanometer, Aneroid | Sphygmomanometers, Aneroid (ECRI) | Henry Schein Inc (ECRI) | CE0473 | CE0473 | Henry Schein Inc (ECRI) | 22013659 | Active | HQ
MPW0236 |  | Thermometer, Electronic | Thermometers, Electronic, Infrared (ECRI) | Exergen Corp (ECRI) | TAT-5000 | TemporalScanner | Exergen Corp (ECRI) | A916479 | Active | HQ
MPW0237 |  | Sphygmomanometer | Sphygmomanometers (ECRI) | Welch Allyn Inc (ECRI) | CE0297 | CE0297 | Welch Allyn Inc (ECRI) | 090119180012 | Active | HQ
MPW0238 | HQVS036 | GS Integrated Wall System | Ophthalmoscope/Otoscope/Vital Signs Measuring Systems (ECRI) | Welch Allyn Inc (ECRI) | 767 Series | 767 Series | Welch Allyn Inc (ECRI) | Not Available | Active | HQ
MPW0240 |  | Light, Examination | Lights, Examination (ECRI) | Boston Surgical | Not Available | Not Available | Boston Surgical | Not Available | Active | HQ
MPW0241 | HQVS013 | Table, Examination/Treatment | Tables, Examination/Treatment, Adjustable (ECRI) | Midmark Corp (ECRI) | 623-008 | 623-008 | Midmark Corp (ECRI) | V1217746 | Active | HQ
MPW0242 |  | Footswitches | Footswitches (ECRI) | Midmark Corp (ECRI) | Not Available | Not Available | Midmark Corp (ECRI) | Not Available | Active | HQ
MPW0243 |  | Hand/Remote Control | Hand/Remote Control (ECRI) | Midmark Corp (ECRI) | Not Available | Not Available | Midmark Corp (ECRI) | Not Available | Active | HQ
MPW0245 |  | Sphygmomanometer | Sphygmomanometers (ECRI) | Welch Allyn Inc (ECRI) | CE0297 | CE0297 | Welch Allyn Inc (ECRI) | 120413100047 | Active | HQ
MPW0246 | HQVS011 | GS Integrated Wall System | Ophthalmoscope/Otoscope/Vital Signs Measuring Systems (ECRI) | Welch Allyn Inc (ECRI) | 767 Series | 767 Series | Welch Allyn Inc (ECRI) | Not Available | Active | HQ
MPW0247 |  | Thermometer, Electronic | Thermometers, Electronic (ECRI) | Welch Allyn Inc (ECRI) | 690 | SureTemp Plus | Welch Allyn Inc (ECRI) | 11462832 | Active | HQ
MPW0248 | HQVS016 | Table, Examination/Treatment | Tables, Examination/Treatment (ECRI) | Midmark Corp (ECRI) | 204-001 | 204-001 | Midmark Corp (ECRI) | V1152304 | Active | HQ
MPW0249 | HQVS017 | Light, Examination | Lights, Examination (ECRI) | Brewer Co (ECRI) | 18100 | 18100 | Brewer Co (ECRI) | BH0060181 | Active | HQ
MPW0250 |  | Sphygmomanometer | Sphygmomanometers (ECRI) | Welch Allyn Inc (ECRI) | CE0297 | CE0297 | Welch Allyn Inc (ECRI) | 120413145807 | Active | HQ
MPW0251 | HQVS015 | GS Integrated Wall System | Ophthalmoscope/Otoscope/Vital Signs Measuring Systems (ECRI) | Welch Allyn Inc (ECRI) | 767 Series | 767 Series | Welch Allyn Inc (ECRI) | Not Available | Active | HQ
MPW0252 |  | Thermometer, Electronic | Thermometers, Electronic (ECRI) | Welch Allyn Inc (ECRI) | 692 | SureTemp Plus | Welch Allyn Inc (ECRI) | 18366708 | Active | HQ
MPW0253 | HQVS031 | Table, Examination/Treatment | Tables, Examination/Treatment, Adjustable (ECRI) | Midmark Corp (ECRI) | 204-002 | 204-002 | Midmark Corp (ECRI) | V532599 | Active | HQ
MPW0254 | HQVS024 | Light, Examination | Lights, Examination (ECRI) | Brewer Co (ECRI) | 18100 | 18100 | Brewer Co (ECRI) | BH0058729 | Active | HQ
MPW0255 |  | Sphygmomanometer | Sphygmomanometers (ECRI) | Welch Allyn Inc (ECRI) | CE0297 | CE0297 | Welch Allyn Inc (ECRI) | 120413142625 | Active | HQ
MPW0256 | HQVS023 | GS Integrated Wall System | Ophthalmoscope/Otoscope/Vital Signs Measuring Systems (ECRI) | Welch Allyn Inc (ECRI) | 767 Series | 767 Series | Welch Allyn Inc (ECRI) | Not Available | Active | HQ
MPW0257 | HQVS025 | Thermometer, Electronic | Thermometers, Electronic (ECRI) | Welch Allyn Inc (ECRI) | 690 | SureTemp Plus | Welch Allyn Inc (ECRI) | 11462832 | Active | HQ
MPW0258 |  | Detector, Blood Flow, Ultrason | Detectors, Blood Flow, Ultrasonic (ECRI) | Parks Medical (ECRI) | 811-B | 811-B | Parks Medical (ECRI) | Not Available | Active | HQ
MPW0259 |  | Scale, Floor | Scales, Floor (ECRI) | Doran Scales Inc (ECRI) | DS7060 | HandRail Scale | Doran Scales Inc (ECRI) | DS23050001133 | Active | HQ
MPW0260 |  | Doppler, Blood Flow | Detectors, Blood Flow, Ultrasonic (ECRI) | Cooper Surgical Inc (ECRI) | L250 | LifeDop L250 | Cooper Surgical Inc (ECRI) | 08141298 | Active | HQ
MPW0261 |  | Table, Examination/Treatment | Tables, Examination/Treatment (ECRI) | Brewer Co (ECRI) | 4000/4001 | 4000/4001 | Brewer Co (ECRI) | BT011237 | Active | HQ
MPW0262 |  | Defibrillator, External, Auto | Defibrillators, External, Auto (ECRI) | ZOLL Medical Corp (ECRI) | AED Plus | AED Plus | ZOLL Medical Corp (ECRI) | 23H669399 | Active | HQ
MPW0263 |  | Table, Examination/Treatment | Tables, Examination/Treatment (ECRI) | Midmark Corp (ECRI) | 204-001 | 204-001 | Midmark Corp (ECRI) | V1296507 | Active | HQ
MPW0264 |  | Table, Examination/Treatment | Tables, Examination/Treatment (ECRI) | Midmark Corp (ECRI) | 204-001 | 204-001 | Midmark Corp (ECRI) | V1445270 | Active | HQ
MPW0265 |  | Table, Examination/Treatment | Tables, Examination/Treatment (ECRI) | Midmark Corp (ECRI) | 204-001 | 204-001 | Midmark Corp (ECRI) | V1443380 | Active | HQ
MPW0268 |  | Table, Examination/Treatment | Tables, Examination/Treatment (ECRI) | Midmark Corp (ECRI) | 204-001 | 204-001 | Midmark Corp (ECRI) | V1297239 | Active | HQ
MPW0269 |  | Chair, Examination/Treatment | Chairs, Examination/Treatment (ECRI) | Midmark Corp (ECRI) | 224-002 | 224-002 | Midmark Corp (ECRI) | V2319095 | Active | HQ
MPW0270 |  | Footswitch | Footswitches (ECRI) | Midmark Corp (ECRI) | Ritter | Ritter | Midmark Corp (ECRI) | Not Available | Active | HQ
MPW0271 |  | Sphygmomanometer | Sphygmomanometers (ECRI) | Hillrom Co Inc (ECRI) | CE0297 | CE0297 | Hillrom Co Inc (ECRI) | 210304104630 | Active | HQ
MPW0272 |  | GS Integrated Wall System | Ophthalmoscope/Otoscopes (ECRI) | Welch Allyn Inc (ECRI) | 408282 | Green Series 777 | Welch Allyn Inc (ECRI) | Not Available | Active | HQ
MPW0273 |  | GS Integrated Wall System | Ophthalmoscope/Otoscopes (ECRI) | Welch Allyn Inc (ECRI) | 408282 | Green Series 777 | Welch Allyn Inc (ECRI) | Not Available | Active | HQ
MPW0274 |  | Thermometer, Electronic | Thermometers, Electronic (ECRI) | Welch Allyn Inc (ECRI) | 690 | SureTemp Plus | Welch Allyn Inc (ECRI) | 21080969 | Active | HQ
MPW0275 |  | Scale, Floor | Scales, Floor (ECRI) | Seca NA (ECRI) | 769 | 769 | Seca NA (ECRI) | 10000000238989 | Active | HQ
MPW0276 |  | Chair, Examination/Treatment | Chairs, Examination/Treatment (ECRI) | Midmark Corp (ECRI) | 224-002 | 224-002 | Midmark Corp (ECRI) | V2164371 | Active | HQ
MPW0277 |  | Footswitch | Footswitches (ECRI) | Midmark Corp (ECRI) | Ritter | Ritter | Midmark Corp (ECRI) | Not Available | Active | HQ
MPW0278 |  | GS Integrated Wall System | Ophthalmoscope/Otoscopes (ECRI) | Welch Allyn Inc (ECRI) | 408282 | Green Series 777 | Welch Allyn Inc (ECRI) | Not Available | Active | HQ
MPW0279 |  | Sphygmomanometer | Sphygmomanometers (ECRI) | Welch Allyn Inc (ECRI) | CE0297 | CE0297 | Welch Allyn Inc (ECRI) | 190906111305 | Active | HQ
MPW0280 |  | Thermometer, Electronic | Thermometers, Electronic (ECRI) | Welch Allyn Inc (ECRI) | 690 | SureTemp Plus | Welch Allyn Inc (ECRI) | 19293396 | Active | HQ
MPW0281 |  | Chair, Examination/Treatment | Chairs, Examination/Treatment (ECRI) | Midmark Corp (ECRI) | 224-002 | 224-002 | Midmark Corp (ECRI) | V2585595 | Active | HQ
MPW0282 |  | Scale, Floor | Scales, Floor (ECRI) | Seca NA (ECRI) | 769 | 769 | Seca NA (ECRI) | 10000001095423 | Active | HQ
MPW0283 |  | GS Integrated Wall System | Otoscopes (ECRI) | Hillrom Co Inc (ECRI) | 408282 | Green Series 777 | Hillrom Co Inc (ECRI) | Not Available | Active | HQ
MPW0284 |  | Sphygmomanometer | Sphygmomanometers (ECRI) | Hillrom Co Inc (ECRI) | CE0297 | CE0297 | Hillrom Co Inc (ECRI) | 230403162510 | Active | HQ
MPW0285 |  | Thermometer, Electronic | Thermometers, Electronic (ECRI) | Welch Allyn Inc (ECRI) | 692 | SureTemp Plus | Welch Allyn Inc (ECRI) | Not Available | Active | HQ
MPW0286 |  | Scale, Floor | Scales, Floor (ECRI) | Seca NA (ECRI) | 769 | 769 | Seca NA (ECRI) | 10000001095421 | Active | HQ
MPW0287 |  | Chair, Examination/Treatment | Chairs, Examination/Treatment (ECRI) | Midmark Corp (ECRI) | 224-002 | 224-002 | Midmark Corp (ECRI) | V2585569 | Active | HQ
MPW0288 |  | Thermometer, Electronic | Thermometers, Electronic (ECRI) | Welch Allyn Inc (ECRI) | 690 | SureTemp Plus | Welch Allyn Inc (ECRI) | Not Available | Active | HQ
MPW0289 |  | GS Integrated Wall System | Otoscopes (ECRI) | Hillrom Co Inc (ECRI) | 408282 | Green Series 777 | Hillrom Co Inc (ECRI) | Not Available | Active | HQ
MPW0290 |  | Sphygmomanometer | Sphygmomanometers (ECRI) | Hillrom Co Inc (ECRI) | CE0297 | CE0297 | Hillrom Co Inc (ECRI) | 230403161420 | Active | HQ
MPW0291 |  | Footswitch | Footswitches (ECRI) | Midmark Corp (ECRI) | Ritter | Ritter | Midmark Corp (ECRI) | Not Available | Active | HQ
MPW0292 |  | Footswitch | Footswitches (ECRI) | Midmark Corp (ECRI) | Ritter | Ritter | Midmark Corp (ECRI) | Not Available | Active | HQ
MPW0293 |  | Chair, Examination/Treatment | Chairs, Examination/Treatment (ECRI) | Midmark Corp (ECRI) | 224-002 | 224-002 | Midmark Corp (ECRI) | V2144042 | Active | HQ
MPW0294 |  | Sphygmomanometer | Sphygmomanometers (ECRI) | Welch Allyn Inc (ECRI) | CE0297 | CE0297 | Welch Allyn Inc (ECRI) | 190212065665 | Active | HQ
MPW0295 |  | GS Integrated Wall System | Ophthalmoscope/Otoscopes (ECRI) | Welch Allyn Inc (ECRI) | 408282 | Green Series 777 | Welch Allyn Inc (ECRI) | Not Available | Active | HQ
MPW0296 |  | Thermometer, Electronic | Thermometers, Electronic (ECRI) | Welch Allyn Inc (ECRI) | 690 | SureTemp Plus | Welch Allyn Inc (ECRI) | 19147254 | Active | HQ
MPW0297 |  | Footswitch | Footswitches (ECRI) | Midmark Corp (ECRI) | Ritter | Ritter | Midmark Corp (ECRI) | Not Available | Active | HQ
MPW0298 |  | Light, Examination | Lights, Examination (ECRI) | STERIS Corp (ECRI) | HexaLux | HexaLux | STERIS Corp (ECRI) | 129432 | Active | HQ
MPW0299 |  | Scale, Floor | Scales, Floor (ECRI) | Seca NA (ECRI) | 769 | 769 | Seca NA (ECRI) | 10000001095424 | Active | HQ
MPW0300 |  | Sphygmomanometer | Sphygmomanometers (ECRI) | Hillrom Co Inc (ECRI) | CE0297 | CE0297 | Hillrom Co Inc (ECRI) | 230403162130 | Active | HQ
MPW0303 |  | Sphygmomanometer | Sphygmomanometers (ECRI) | Welch Allyn Inc (ECRI) | Tycos | Tycos | Welch Allyn Inc (ECRI) | Not Available | Active | HQ
MPW0304 |  | GS Integrated Wall System | Ophthalmoscope/Otoscope/Vital Signs Measuring Systems (ECRI) | Welch Allyn Inc (ECRI) | 767 Series | 767 Series | Welch Allyn Inc (ECRI) | Not Available | Active | HQ
MPW0307 |  | Chair, Examination/Treatment | Chairs, Examination/Treatment (ECRI) | Midmark Corp (ECRI) | 230-001 | 230-001 | Midmark Corp (ECRI) | V2319099 | Active | HQ
MPW0308 |  | Footswitches | Footswitches (ECRI) | Midmark Corp (ECRI) | Not Available | Not Available | Midmark Corp (ECRI) | Not Available | Active | HQ
MPW0309 |  | Sphygmomanometer | Sphygmomanometers (ECRI) | Welch Allyn Inc (ECRI) | CE0297 | CE0297 | Welch Allyn Inc (ECRI) | 200907163095 | Active | HQ
MPW0310 |  | GS Integrated Wall System | Ophthalmoscope/Otoscopes (ECRI) | Welch Allyn Inc (ECRI) | 408282 | Green Series 777 | Welch Allyn Inc (ECRI) | Not Available | Active | HQ
MPW0311 |  | Thermometer, Electronic | Thermometers, Electronic (ECRI) | Welch Allyn Inc (ECRI) | 690 | SureTemp Plus | Welch Allyn Inc (ECRI) | Not Available | Active | HQ
MPW0312 |  | GS Integrated Wall System | Ophthalmoscope/Otoscope/Vital Signs Measuring Systems (ECRI) | Henry Schein Inc (ECRI) | SM2WAS-HS | Green Series 777 | Henry Schein Inc (ECRI) | Not Available | Active | HQ
MPW0313 |  | Scale, Floor | Scales, Floor (ECRI) | Seca NA (ECRI) | 769 | 769 | Seca NA (ECRI) | 10000001095422 | Active | HQ
MPW0314 |  | Sphygmomanometer | Sphygmomanometers (ECRI) | Welch Allyn Inc (ECRI) | CE0297 | CE0297 | Welch Allyn Inc (ECRI) | 230404135100 | Active | HQ
MPW0315 |  | GS Integrated Wall System | Otoscopes (ECRI) | Hillrom Co Inc (ECRI) | 408282 | Green Series 777 | Hillrom Co Inc (ECRI) | Not Available | Active | HQ
MPW0316 |  | Thermometer, Electronic | Thermometers, Electronic (ECRI) | Welch Allyn Inc (ECRI) | 690 | SureTemp Plus | Welch Allyn Inc (ECRI) | Not Available | Active | HQ
MPW0317 |  | Chair, Examination/Treatment | Chairs, Examination/Treatment (ECRI) | Midmark Corp (ECRI) | 224-002 | 224-002 | Midmark Corp (ECRI) | V2585639 | Active | HQ
MPW0318 |  | Footswitches | Footswitches (ECRI) | Midmark Corp (ECRI) | Not Available | Not Available | Midmark Corp (ECRI) | Not Available | Active | HQ
MPW0319 |  | Scale, Floor | Scales, Floor (ECRI) | Seca NA (ECRI) | 769 | 769 | Seca NA (ECRI) | 10000001095417 | Active | HQ
MPW0320 |  | Sphygmomanometer | Sphygmomanometers (ECRI) | Welch Allyn Inc (ECRI) | CE0297 | CE0297 | Welch Allyn Inc (ECRI) | 230403162630 | Active | HQ
MPW0321 |  | GS Integrated Wall System | Ophthalmoscope/Otoscopes (ECRI) | Welch Allyn Inc (ECRI) | 408282 | Green Series 777 | Welch Allyn Inc (ECRI) | Not Available | Active | HQ
MPW0322 |  | Thermometer, Electronic | Thermometers, Electronic (ECRI) | Welch Allyn Inc (ECRI) | 690 | SureTemp Plus | Welch Allyn Inc (ECRI) | Not Available | Active | HQ
MPW0323 |  | Chair, Examination/Treatment | Chairs, Examination/Treatment (ECRI) | Midmark Corp (ECRI) | 224-002 | 224-002 | Midmark Corp (ECRI) | V2585626 | Active | HQ
MPW0324 |  | Footswitches | Footswitches (ECRI) | Midmark Corp (ECRI) | Not Available | Not Available | Midmark Corp (ECRI) | Not Available | Active | HQ
MPW0325 |  | Sphygmomanometer | Sphygmomanometers (ECRI) | Welch Allyn Inc (ECRI) | CE0297 | CE0297 | Welch Allyn Inc (ECRI) | 190212064895 | Active | HQ
MPW0326 |  | Chair, Examination/Treatment | Chairs, Examination/Treatment (ECRI) | Midmark Corp (ECRI) | 224-001 | 224-001 | Midmark Corp (ECRI) | V2148182 | Active | HQ
MPW0327 |  | Footswitches | Footswitches (ECRI) | Midmark Corp (ECRI) | Not Available | Not Available | Midmark Corp (ECRI) | Not Available | Active | HQ
MPW0328 |  | GS Integrated Wall System | Ophthalmoscope/Otoscopes (ECRI) | Welch Allyn Inc (ECRI) | 408282 | Green Series 777 | Welch Allyn Inc (ECRI) | Not Available | Active | HQ
MPW0329 |  | Electromyograph | Electromyographs (ECRI) | Natus Medical Inc (ECRI) | UltraPro S100 | UltraPro S100 | Natus Medical Inc (ECRI) | 35616 | Active | HQ
MPW0330 |  | Electric Signal Amplifier | Electric Signal Amplifiers (ECRI) | Natus Medical Inc (ECRI) | 9033C0731 | 9033C0731 | Natus Medical Inc (ECRI) | 2013-2256 | Active | HQ
MPW0331 |  | Chair, Examination/Treatment | Chairs, Examination/Treatment (ECRI) | Midmark Corp (ECRI) | 224-002 | 224-002 | Midmark Corp (ECRI) | V2164332 | Active | HQ
MPW0332 |  | Footswitches | Footswitches (ECRI) | Midmark Corp (ECRI) | Not Available | Not Available | Midmark Corp (ECRI) | Not Available | Active | HQ
MPW0333 |  | Sphygmomanometer | Sphygmomanometers (ECRI) | Welch Allyn Inc (ECRI) | CE0297 | CE0297 | Welch Allyn Inc (ECRI) | 190822090085 | Active | HQ
MPW0334 |  | GS Integrated Wall System | Ophthalmoscope/Otoscopes (ECRI) | Welch Allyn Inc (ECRI) | 408282 | Green Series 777 | Welch Allyn Inc (ECRI) | Not Available | Active | HQ
MPW0335 |  | Thermometer, Electronic | Thermometers, Electronic (ECRI) | Welch Allyn Inc (ECRI) | 690 | SureTemp Plus | Welch Allyn Inc (ECRI) | 19306192 | Active | HQ
MPW0336 |  | Sphygmomanometer | Sphygmomanometers (ECRI) | Welch Allyn Inc (ECRI) | CE0297 | CE0297 | Welch Allyn Inc (ECRI) | Not Available | Active | HQ
MPW0337 |  | Scale, Floor | Scales, Floor (ECRI) | Seca NA (ECRI) | 769 | 769 | Seca NA (ECRI) | 5769002195331 | Active | HQ
MPW0338 |  | Table, Examination/Treatment | Tables, Examination/Treatment (ECRI) | Midmark Corp (ECRI) | 204-011 | 204-011 | Midmark Corp (ECRI) | V2643968 | Active | HQ
MPW0339 |  | Non-Contact Thermometer | Thermometers (ECRI) | Shenzhen Dongdixin Ltd (ECRI) | TH5001N | CareTalk | Shenzhen Dongdixin Ltd (ECRI) | Not Available | Active | HQ
MPW0340 |  | Monitor, Blood Pressure | Monitors, Blood Pressure (ECRI) | Welch Allyn Inc (ECRI) | ProBP 3400 | ProBP 3400 | Welch Allyn Inc (ECRI) | 100049382422 | Active | HQ
MPW0341 |  | Thermometer, Electronic | Thermometers, Electronic (ECRI) | Welch Allyn Inc (ECRI) | 690 | SureTemp Plus | Welch Allyn Inc (ECRI) | 13420156 | Active | HQ
MPW0342 |  | Table, Examination/Treatment | Tables, Examination/Treatment (ECRI) | Midmark Corp (ECRI) | 204-011 | 204-011 | Midmark Corp (ECRI) | V2644000 | Active | HQ
MPW0343 |  | Table, Examination/Treatment | Tables, Examination/Treatment (ECRI) | Midmark Corp (ECRI) | 204-011 | 204-011 | Midmark Corp (ECRI) | V2643911 | Active | HQ
MPW0344 |  | Table, Examination/Treatment | Tables, Examination/Treatment (ECRI) | Midmark Corp (ECRI) | 204-011 | 204-011 | Midmark Corp (ECRI) | V2643992 | Active | HQ
MPW0345 |  | Monitor, Blood Pressure | Monitors, Blood Pressure (ECRI) | Welch Allyn Inc (ECRI) | ProBP 3400 | ProBP 3400 | Welch Allyn Inc (ECRI) | 100049182224 | Active | HQ
MPW0346 |  | Thermometer, Infrared | Thermometers, Electronic, Infrared (ECRI) | MedSource Labs (ECRI) | MS-131001 | MS-131001 | MedSource Labs (ECRI) | M02200543201 | Active | HQ
MPW0347 |  | Monitor, Blood Pressure | Monitors, Blood Pressure (ECRI) | Welch Allyn Inc (ECRI) | ProBP 3400 | ProBP 3400 | Welch Allyn Inc (ECRI) | 100049232422 | Active | HQ
MPW0348 |  | Chair, Examination/Treatment | Chairs, Examination/Treatment (ECRI) | Midmark Corp (ECRI) | 230-001 | 230-001 | Midmark Corp (ECRI) | V2643319 | Active | HQ
MPW0349 |  | Light, Examination | Lights, Examination (ECRI) | Midmark Corp (ECRI) | 255-005 | 255-005 | Midmark Corp (ECRI) | V2559788 | Active | HQ
MPW0350 |  | Electrosurgical Unit | Electrosurgical Units, Monopolar/Bipolar (ECRI) | CONMED Corp (ECRI) | Hyfrecator 2000 | Hyfrecator 2000 | CONMED Corp (ECRI) | Not Available | Active | HQ
MPW0351 |  | Footswitches | Footswitches (ECRI) | Midmark Corp (ECRI) | Not Available | Not Available | Midmark Corp (ECRI) | Not Available | Active | HQ
MPW0352 |  | Thermometer, Infrared | Thermometers, Electronic, Infrared (ECRI) | MedSource Labs (ECRI) | MS-131001 | MS-131001 | MedSource Labs (ECRI) | M02200542878 | Active | HQ
MPW0353 |  | Monitor, Vital Signs | Monitors, Vital Signs (ECRI) | Welch Allyn Inc (ECRI) | 75MT | Connex Spot Monitor | Welch Allyn Inc (ECRI) | 100049260624 | Active | HQ
MPW0354 |  | Table, Examination/Treatment | Tables, Examination/Treatment (ECRI) | Midmark Corp (ECRI) | 204-011 | 204-011 | Midmark Corp (ECRI) | V2643966 | Active | HQ
MPW0355 |  | Thermometer, Infrared | Thermometers, Electronic, Infrared (ECRI) | MedSource Labs (ECRI) | MS-131001 | MS-131001 | MedSource Labs (ECRI) | M01200588870 | Active | HQ
MPW0356 |  | Monitor, Blood Pressure | Monitors, Blood Pressure (ECRI) | Welch Allyn Inc (ECRI) | ProBP 3400 | ProBP 3400 | Welch Allyn Inc (ECRI) | 100049102224 | Active | HQ
MPW0357 |  | Thermometer, Electronic | Thermometers, Electronic (ECRI) | Welch Allyn Inc (ECRI) | 690 | SureTemp Plus | Welch Allyn Inc (ECRI) | 19234075 | Active | HQ
MPW0358 |  | Table, Examination/Treatment | Tables, Examination/Treatment (ECRI) | Midmark Corp (ECRI) | 204-011 | 204-011 | Midmark Corp (ECRI) | V2643860 | Active | HQ
MPW0359 |  | Monitor, Blood Pressure | Monitors, Blood Pressure (ECRI) | Welch Allyn Inc (ECRI) | ProBP 3400 | ProBP 3400 | Welch Allyn Inc (ECRI) | 100049072224 | Active | HQ
MPW0360 |  | Table, Examination/Treatment | Tables, Examination/Treatment (ECRI) | Midmark Corp (ECRI) | 204-011 | 204-011 | Midmark Corp (ECRI) | V2643857 | Active | HQ
MPW0361 |  | Thermometer, Infrared | Thermometers, Electronic, Infrared (ECRI) | MedSource Labs (ECRI) | MS-131001 | MS-131001 | MedSource Labs (ECRI) | Not Available | Active | HQ
MPW0362 |  | Thermometer, Infrared | Thermometers, Electronic, Infrared (ECRI) | MedSource Labs (ECRI) | MS-131001 | MS-131001 | MedSource Labs (ECRI) | M68200571791 | Active | HQ
MPW0363 |  | Table, Examination/Treatment | Tables, Examination/Treatment (ECRI) | Midmark Corp (ECRI) | 204-011 | 204-011 | Midmark Corp (ECRI) | V2643996 | Active | HQ
MPW0364 |  | Defibrillator, External, Auto | Defibrillators, External, Auto (ECRI) | ZOLL Medical Corp (ECRI) | AED Plus | AED Plus | ZOLL Medical Corp (ECRI) | X24C798918 | Active | HQ
MPW0365 |  | Scale, Floor | Scales, Floor (ECRI) | Pelstar (Health-O-Meter)(ECRI) | 1100KL | 1100KL | Pelstar (Health-O-Meter)(ECRI) | 1100E202409062 | Active | HQ
MPW0366 |  | Thermometer, Infrared | Thermometers, Electronic, Infrared (ECRI) | MedSource Labs (ECRI) | MS-131001 | MS-131001 | MedSource Labs (ECRI) | M02200519600 | Active | HQ
MPW0367 |  | Monitor, Blood Pressure | Monitors, Blood Pressure (ECRI) | Welch Allyn Inc (ECRI) | ProBP 3400 | ProBP 3400 | Welch Allyn Inc (ECRI) | 100049432224 | Active | HQ
MPW0368 |  | Table, Examination/Treatment | Tables, Examination/Treatment (ECRI) | Midmark Corp (ECRI) | 204-011 | 204-011 | Midmark Corp (ECRI) | V2643892 | Active | HQ
MPW0369 |  | Thermometer, Electronic | Thermometers, Electronic (ECRI) | Welch Allyn Inc (ECRI) | 690 | SureTemp Plus | Welch Allyn Inc (ECRI) | 13420342 | Active | HQ
MPW0370 |  | Sterilizing Unit, Tabletop | Sterilizing Units, Steam, Tabletop (ECRI) | Midmark Corp (ECRI) | M11-042 | M11 UltraClave | Midmark Corp (ECRI) | V2710369 | Active | HQ
MPW0371 |  | Monitor, Vital Signs | Monitors, Vital Signs (ECRI) | Welch Allyn Inc (ECRI) | 4400 | Spot Vital Signs | Welch Allyn Inc (ECRI) | 100010414921 | Active | HQ
MPW0372 |  | Thermometer, Infrared | Thermometers, Electronic, Infrared (ECRI) | MedSource Labs (ECRI) | MS-131001 | MS-131001 | MedSource Labs (ECRI) | M02200542870 | Active | HQ
MPW0373 |  | Table, Examination/Treatment | Tables, Examination/Treatment (ECRI) | Midmark Corp (ECRI) | 204-011 | 204-011 | Midmark Corp (ECRI) | V2643948 | Active | HQ
MPW0374 |  | Thermometer, Infrared | Thermometers, Electronic, Infrared (ECRI) | MedSource Labs (ECRI) | MS-131001 | MS-131001 | MedSource Labs (ECRI) | M02200549407 | Active | HQ
MPW0375 |  | Defibrillator, External, Auto | Defibrillators, External, Auto (ECRI) | ZOLL Medical Corp (ECRI) | AED Plus | AED Plus | ZOLL Medical Corp (ECRI) | X13K637701 | Active | HQ
MPW0376 |  | Table, Examination/Treatment | Tables, Examination/Treatment (ECRI) | Midmark Corp (ECRI) | 204-011 | 204-011 | Midmark Corp (ECRI) | V2643895 | Active | HQ
MPW0377 |  | Sphygmomanometer | Sphygmomanometers (ECRI) | Welch Allyn Inc (ECRI) | CE0297 | CE0297 | Welch Allyn Inc (ECRI) | 210831135050 | Active | HQ
MPW0378 |  | Centrifuge, Tabletop | Centrifuges, Tabletop (ECRI) | Drucker Diagnostics (ECRI) | 642E Quest | Horizon 642E Quest | Drucker Diagnostics (ECRI) | 190113D2356 | Active | HQ
MPW0379 |  | Centrifuge, Tabletop | Centrifuges, Tabletop (ECRI) | Drucker Diagnostics (ECRI) | 642E Quest | Horizon 642E Quest | Drucker Diagnostics (ECRI) | 160113AX121 | Active | HQ
MPW0380 |  | Centrifuge, Tabletop | Centrifuges, Tabletop (ECRI) | Drucker Diagnostics (ECRI) | 642E Quest | Horizon 642E Quest | Drucker Diagnostics (ECRI) | 150613A1728 | Active | HQ
MPW0382 |  | Programmer, Pacemaker | Programmers, Pacemaker (ECRI) | Medtronic Inc (ECRI) | 24967 | CareLink SmartSync | Medtronic Inc (ECRI) | SPM018335A | Active | HQ
MPW0383 |  | Programmer, Pacemaker | Programmers, Pacemaker (ECRI) | Boston Scientific Corp (ECRI) | 3300 | Latitude | Boston Scientific Corp (ECRI) | 16493-002 | Active | HQ
MPW0384 |  | Scale, Floor | Scales, Floor (ECRI) | Doran Scales Inc (ECRI) | DS7060 | HandRail Scale | Doran Scales Inc (ECRI) | DS23010097 | Active | HQ
MPW0385 |  | Sphygmomanometer | Sphygmomanometers (ECRI) | Welch Allyn Inc (ECRI) | CE0297 | CE0297 | Welch Allyn Inc (ECRI) | 061117211834 | Active | HQ
MPW0386 |  | Programmer, Pacemaker | Programmers, Pacemaker (ECRI) | Boston Scientific Corp (ECRI) | 3300 | Latitude | Boston Scientific Corp (ECRI) | 16493-002 | Active | HQ
MPW0387 |  | Programmer | Data Management Systems, Patient (ECRI) | Medtronic Inc (ECRI) | Vitatron | Vitatron | Medtronic Inc (ECRI) | Not Available | Active | HQ
MPW0388 |  | Programmer, Pacemaker | Programmers, Pacemaker (ECRI) | Medtronic Inc (ECRI) | 24967 | CareLink SmartSync | Medtronic Inc (ECRI) | Not Available | Active | HQ
MPW0389 |  | ElectroSurgical Unit | Electrosurgical Units (ECRI) | St Jude Medical Inc (ECRI) | Not Available | Not Available | St Jude Medical Inc (ECRI) | Not Available | Active | HQ
MPW0390 |  | ElectroSurgical unit | Electrosurgical Units (ECRI) | St Jude Medical Inc (ECRI) | Not Available | Not Available | St Jude Medical Inc (ECRI) | NOt Available | Active | HQ
MPW0391 |  | Programmer, Pacemaker | Programmers, Pacemaker (ECRI) | Medtronic Inc (ECRI) | 2090 | CareLink | Medtronic Inc (ECRI) | Not Available | Active | HQ
MPW0392 |  | Programmer, Pacemaker | Programmers, Pacemaker (ECRI) | Medtronic Inc (ECRI) | 24970A | CareLink SmartSync | Medtronic Inc (ECRI) | SPM018306A | Active | HQ
MPW0394 |  | Programmer, Pacemaker | Programmers, Pacemaker (ECRI) | Boston Scientific Corp (ECRI) | 3300 | Latitude | Medtronic Inc (ECRI) | 16493-002 | Active | HQ
MPW0395 |  | Programmer, Pacemaker | Programmers, Pacemaker (ECRI) | St Jude Medical Inc (ECRI) | 3650 | 3650 | St Jude Medical Inc (ECRI) | 60002877-003 | Active | HQ
MPW0396 |  | Programmer, Pacemaker | Programmers, Pacemaker (ECRI) | Medtronic Inc (ECRI) | 2090 | CareLink | Medtronic Inc (ECRI) | PKK205370R | Active | HQ
MPW0397 |  | Programmer, Pacemaker | Programmers, Pacemaker (ECRI) | Medtronic Inc (ECRI) | 24967 | CareLink SmartSync | Medtronic Inc (ECRI) | SPM018365A | Active | HQ
MPW0398 |  | Programmer, Pacemaker | Programmers, Pacemaker (ECRI) | Boston Scientific Corp (ECRI) | 3300 | Latitude | Boston Scientific Corp (ECRI) | 16493-002 | Active | HQ
MPW0399 |  | Hand-Held Doppler | Detectors, Blood Flow, Ultrasonic (ECRI) | McKesson Medical-Surg (ECRI) | 1160 | LUMEON | McKesson Medical-Surg (ECRI) | 06142201 | Active | HQ
MPW0400 |  | Sphygmomanometer | Sphygmomanometers (ECRI) | Welch Allyn Inc (ECRI) | CE0297 | CE0297 | Welch Allyn Inc (ECRI) | 150701173955 | Active | HQ
MPW0401 |  | Sphygmomanometer | Sphygmomanometers (ECRI) | Hillrom Co Inc (ECRI) | CE0297 | CE0297 | Hillrom Co Inc (ECRI) | 230404133520 | Active | HQ
MPW0402 |  | Thermometer, Electronic | Thermometers, Electronic (ECRI) | Welch Allyn Inc (ECRI) | 692 | SureTemp Plus | Welch Allyn Inc (ECRI) | Not Available | Active | HQ
MPW0403 |  | Scale, Floor | Scales, Floor (ECRI) | Seca NA (ECRI) | 769 | 769 | Seca NA (ECRI) | 10000001095416 | Active | HQ
MPW0404 |  | Monitor, Vital Signs | Monitors, Vital Signs (ECRI) | Welch Allyn Inc (ECRI) | 42MTB | Spot Vital Signs | Welch Allyn Inc (ECRI) | 201625449 | Active | HQ
MPW0405 |  | Chair, Examination/Treatment | Chairs, Examination/Treatment (ECRI) | Midmark Corp (ECRI) | 224-002 | 224-002 | Midmark Corp (ECRI) | V2585581 | Active | HQ
MPW0406 |  | Sphygmomanometer | Sphygmomanometers (ECRI) | Hillrom Co Inc (ECRI) | CE0297 | CE0297 | Hillrom Co Inc (ECRI) | 230403162400 | Active | HQ
MPW0407 |  | GS Integrated Wall System | Ophthalmoscope/Otoscopes (ECRI) | Welch Allyn Inc (ECRI) | 408282 | Green Series 777 | Welch Allyn Inc (ECRI) | Not Available | Active | HQ
MPW0408 |  | GS Integrated Wall System | Ophthalmoscope/Otoscopes (ECRI) | Welch Allyn Inc (ECRI) | 408282 | Green Series 777 | Welch Allyn Inc (ECRI) | Not Available | Active | HQ
MPW0409 |  | Thermometer, Infrared | Thermometers, Electronic, Infrared (ECRI) | MedSource Labs (ECRI) | MS-131001 | MS-131001 | MedSource Labs (ECRI) | M02200544539 | Active | HQ
MPW0410 |  | Scale, Floor | Scales, Floor (ECRI) | Seca NA (ECRI) | 769 | 769 | Seca NA (ECRI) | 1000000109542 | Active | HQ
MPW0411 |  | Footswitches | Footswitches (ECRI) | Midmark Corp (ECRI) | Not Available | Not Available | Midmark Corp (ECRI) | Not Available | Active | HQ
MPW0412 |  | Chair, Examination/Treatment | Chairs, Examination/Treatment (ECRI) | Midmark Corp (ECRI) | 224-002 | 224-002 | Midmark Corp (ECRI) | V2585662 | Active | HQ
MPW0413 |  | GS Integrated Wall System | Ophthalmoscope/Otoscopes (ECRI) | Welch Allyn Inc (ECRI) | 408282 | Green Series 777 | Welch Allyn Inc (ECRI) | Not Available | Active | HQ
MPW0414 |  | Sphygmomanometer | Sphygmomanometers (ECRI) | Hillrom Co Inc (ECRI) | CE0297 | CE0297 | Hillrom Co Inc (ECRI) | 230104134500 | Active | HQ
MPW0415 |  | Thermometer, Electronic | Thermometers, Electronic (ECRI) | Welch Allyn Inc (ECRI) | 692 | SureTemp Plus | Welch Allyn Inc (ECRI) | Not Available | Active | HQ
MPW0416 |  | Scale, Floor | Scales, Floor (ECRI) | Seca NA (ECRI) | 769 | 769 | Seca NA (ECRI) | 10000001095419 | Active | HQ
MPW0417 |  | Chair, Examination/Treatment | Chairs, Examination/Treatment (ECRI) | Midmark Corp (ECRI) | 224-002 | 224-002 | Midmark Corp (ECRI) | V2585573 | Active | HQ
MPW0418 |  | Footswitches | Footswitches (ECRI) | Midmark Corp (ECRI) | Not Available | Not Available | Midmark Corp (ECRI) | Not Available | Active | HQ
MPW0419 |  | GS Integrated Wall System | Ophthalmoscope/Otoscopes (ECRI) | Welch Allyn Inc (ECRI) | 408282 | Green Series 777 | Welch Allyn Inc (ECRI) | Not Available | Active | HQ
MPW0420 |  | Sphygmomanometer | Sphygmomanometers (ECRI) | Hillrom Co Inc (ECRI) | CE0297 | CE0297 | Hillrom Co Inc (ECRI) | 230403161640 | Active | HQ
MPW0421 |  | Thermometer, Electronic | Thermometers, Electronic (ECRI) | Welch Allyn Inc (ECRI) | 692 | SureTemp Plus | Welch Allyn Inc (ECRI) | Not Available | Active | HQ
MPW0422 |  | Defibrillator, External, Auto | Defibrillators, External, Auto (ECRI) | ZOLL Medical Corp (ECRI) | AED Plus | AED Plus | ZOLL Medical Corp (ECRI) | X23H671615 | Active | HQ
MPW0423 |  | Scale, Floor | Scales, Floor (ECRI) | Seca NA (ECRI) | 769 | 769 | Seca NA (ECRI) | 5769002195328 | Active | HQ
MPW0424 |  | Sphygmomanometer | Sphygmomanometers (ECRI) | Welch Allyn Inc (ECRI) | Tycos | Tycos | Welch Allyn Inc (ECRI) | 190212081335 | Active | HQ
MPW0425 |  | GS Integrated Wall System | Ophthalmoscope/Otoscopes (ECRI) | Welch Allyn Inc (ECRI) | 408282 | Green Series 777 | Welch Allyn Inc (ECRI) | Not Available | Active | HQ
MPW0426 |  | Chair, Examination/Treatment | Chairs, Examination/Treatment (ECRI) | Midmark Corp (ECRI) | 224-002 | 224-002 | Midmark Corp (ECRI) | V2031843 | Active | HQ
MPW0427 |  | Footswitches | Footswitches (ECRI) | Midmark Corp (ECRI) | Not Available | Not Available | Midmark Corp (ECRI) | Not Available | Active | HQ
MPW0428 |  | Thermometer, Electronic | Thermometers, Electronic (ECRI) | Welch Allyn Inc (ECRI) | 690 | SureTemp Plus | Welch Allyn Inc (ECRI) | 19161386 | Active | HQ
MPW0429 |  | Chair, Examination/Treatment | Chairs, Examination/Treatment (ECRI) | Midmark Corp (ECRI) | 224-002 | 224-002 | Midmark Corp (ECRI) | V2164380 | Active | HQ
MPW0430 |  | Footswitches | Footswitches (ECRI) | Midmark Corp (ECRI) | Not Available | Not Available | Midmark Corp (ECRI) | Not Available | Active | HQ
MPW0431 |  | GS Integrated Wall System | Ophthalmoscope/Otoscopes (ECRI) | Welch Allyn Inc (ECRI) | 408282 | Green Series 777 | Welch Allyn Inc (ECRI) | Not Available | Active | HQ
MPW0432 |  | Sphygmomanometer | Sphygmomanometers (ECRI) | Welch Allyn Inc (ECRI) | Tycos | Tycos | Welch Allyn Inc (ECRI) | 190912064675 | Active | HQ
MPW0433 |  | Thermometer, Electronic | Thermometers, Electronic (ECRI) | Welch Allyn Inc (ECRI) | 690 | SureTemp Plus | Welch Allyn Inc (ECRI) | 19306032 | Active | HQ
MPW0434 |  | Bed, Electric (ECRI) | Beds, Electric (ECRI) | Not Available | Not Available | Not Available | Not Available | Not Available | Active | HQ
MPW0435 |  | Sphygmomanometer | Sphygmomanometers (ECRI) | Welch Allyn Inc (ECRI) | Tycos | Tycos | Welch Allyn Inc (ECRI) | 170201073855 | Active | HQ
MPW0436 |  | Warmer, Gel | Warmers, Gel (ECRI) | Parker Laboratories Inc (ECRI) | 82-03-A | Thermasonic | Parker Laboratories Inc (ECRI) | 10103L12048T | Active | HQ
MPW0437 |  | Sphygmomanometer | Sphygmomanometers (ECRI) | Welch Allyn Inc (ECRI) | Tycos | Tycos | Welch Allyn Inc (ECRI) | 170622105665 | Active | HQ
MPW0438 |  | Detector, Doppler | Detectors, Fetal Heart, Ultrasonic (ECRI) | Huntleigh Healthcare (ECRI) | MD2 | MD2 | Huntleigh Healthcare (ECRI) | Not Available | Active | HQ
MPW0439 |  | Warmer, Gel | Warmers, Gel (ECRI) | Parker Laboratories Inc (ECRI) | 83-03 | Thermasonic | Parker Laboratories Inc (ECRI) | 054505BI11 | Active | HQ
MPW0440 | ND0946 | Scale, Platform, Electronic | Scales, Platform, Electronic (ECRI) | Scale-Tronix Inc (ECRI) | 5702 | 5702 | Scale-Tronix Inc (ECRI) | 5702-143 | Active | HQ
MPW0441 |  | Sphygmomanometer | Sphygmomanometers (ECRI) | Welch Allyn Inc (ECRI) | Tycos | Tycos | Welch Allyn Inc (ECRI) | 051230004804 | Active | HQ
MPW0442 |  | Suction Unit | Suction Units (ECRI) | SSCOR Inc (ECRI) | 2314B | 2314B | SSCOR Inc (ECRI) | N10473 | Active | HQ
MPW0443 |  | Defibrillator | Defibrillators (ECRI) | Physio-Control Inc (ECRI) | LIFEPAK 20e | LIFEPAK 20e | Physio-Control Inc (ECRI) | 44414076 | Active | HQ
MPW0444 |  | Exerciser, Treadmill | Exercisers, Treadmills (ECRI) | GE Healthcare (ECRI) | T2100 | T2100 | GE Healthcare (ECRI) | GEDC-5955 | Active | HQ
MPW0446 |  | Sphygmomanometer | Sphygmomanometers (ECRI) | Welch Allyn Inc (ECRI) | Tycos | Tycos | Welch Allyn Inc (ECRI) | 200102160915 | Active | HQ
MPW0447 |  | Sphygmomanometer | Sphygmomanometers (ECRI) | Welch Allyn Inc (ECRI) | Tycos | Tycos | Welch Allyn Inc (ECRI) | 151218223795 | Active | HQ
MPW0448 |  | Thermometer, Electronic | Thermometers, Electronic (ECRI) | Welch Allyn Inc (ECRI) | 690 | SureTemp Plus | Welch Allyn Inc (ECRI) | 20271015 | Active | HQ
MPW0449 |  | Sphygmomanometer, Aneroid | Sphygmomanometers, Aneroid (ECRI) | Henry Schein Inc (ECRI) | CE0473 | CE0473 | Henry Schein Inc (ECRI) | Not Available | Active | HQ
MPW0450 |  | Sphygmomanometer | Sphygmomanometers (ECRI) | Welch Allyn Inc (ECRI) | Tycos | Tycos | Welch Allyn Inc (ECRI) | 151218224555 | Active | HQ
MPW0451 |  | Electrocardiograph | Electrocardiographs, Multichannel (ECRI) | GE Healthcare (ECRI) | MAC 5000 | MAC 5000 | GE Healthcare (ECRI) | SCD06334671PA | Active | HQ
MPW0452 |  | Sphygmomanometer | Sphygmomanometers (ECRI) | Welch Allyn Inc (ECRI) | Tycos | Tycos | Welch Allyn Inc (ECRI) | 0206192251 | Active | HQ
MPW0453 |  | Scale, Floor | Scales, Floor (ECRI) | Tanita Corp (ECRI) | BWB-800 | BWB-800 | Tanita Corp (ECRI) | 01110030 | Active | HQ
MPW0454 |  | Scale, Floor | Scales, Floor (ECRI) | Tanita Corp (ECRI) | BWB-800 | BWB-800 | Tanita Corp (ECRI) | 01110016 | Retired | HQ
MPW0455 |  | Sphygmomanometer, Aneroid | Sphygmomanometers, Aneroid (ECRI) | Henry Schein Inc (ECRI) | CE0473 | CE0473 | Henry Schein Inc (ECRI) | Not Available | Active | HQ
MPW0456 |  | Scale, Floor | Scales, Floor (ECRI) | Doran Scales Inc (ECRI) | DS7060 | HandRail Scale | Doran Scales Inc (ECRI) | DS23050001135 | Active | HQ
MPW0457 |  | Sphygmomanometer | Sphygmomanometers (ECRI) | Welch Allyn Inc (ECRI) | Tycos | Tycos | Welch Allyn Inc (ECRI) | 0307030755 | Active | HQ
MPW0458 |  | Electrocardiograph Unit | Electrocardiographs, Multichannel (ECRI) | Welch Allyn Inc (ECRI) | ELI 280 | ELI 280 | Welch Allyn Inc (ECRI) | 114350227198 | Active | HQ
MPW0459 |  | Module, Electrocardiograph | Modules, Electrocardiographs (ECRI) | Welch Allyn Inc (ECRI) | WAM | EKG WAM | Welch Allyn Inc (ECRI) | 121200001130 | Active | HQ
MPW0460 |  | Electrocardiograph Unit | Electrocardiographs, Multichannel (ECRI) | Welch Allyn Inc (ECRI) | ELI 280 | ELI 280 | BURDICK CORP DIV SIEMENS CORP | 113440181214 | Active | HQ
MPW0461 |  | Module, Electrocardiograph | Modules, Electrocardiographs (ECRI) | Welch Allyn Inc (ECRI) | WAM | EKG WAM | Welch Allyn Inc (ECRI) | 114280221015 | Active | HQ
MPW0462 |  | Scale, Floor | Scales, Floor (ECRI) | Detecto Scale Co (ECRI) | MV1 | MedVue | Detecto Scale Co (ECRI) | E06717-0202 | Active | HQ
MPW0463 |  | Centrifuge, Tabletop | Centrifuges, Tabletop (ECRI) | Drucker Diagnostics (ECRI) | 642E Quest | Horizon 642E Quest | Drucker Diagnostics (ECRI) | 180613DH751 | Active | HQ
MPW0464 |  | Chair, Examination/Treatment | Chairs, Examination/Treatment (ECRI) | Midmark Corp (ECRI) | 224-002 | 224-002 | Midmark Corp (ECRI) | V1986018 | Active | HQ
MPW0465 |  | Footswitches | Footswitches (ECRI) | Midmark Corp (ECRI) | Not Available | Not Available | Midmark Corp (ECRI) | Not Available | Active | HQ
MPW0466 |  | Light, Examination | Lights, Examination (ECRI) | STERIS Corp (ECRI) | Not Available | Not Available | STERIS Corp (ECRI) | 11034110109914 | Active | HQ
MPW0467 | HQRS023 | MAMMOGRAPHY | MAMMOGRAPHY | Ethicon Endo-Surgery Inc(ECRI) | MAMMOTOME | MAMMOTOME | Ethicon Endo-Surgery Inc(ECRI) | 1202849 | Retired | HQ
MPW0468 |  | Chair, Examination/Treatment | Chairs, Examination/Treatment (ECRI) | Midmark Corp (ECRI) | 224-002 | 224-002 | Midmark Corp (ECRI) | V1986745 | Active | HQ
MPW0469 |  | Footswitches | Footswitches (ECRI) | Midmark Corp (ECRI) | Not Available | Not Available | Midmark Corp (ECRI) | Not Available | Active | HQ
MPW0470 |  | GS Integrated Wall System | Ophthalmoscope/Otoscopes (ECRI) | Welch Allyn Inc (ECRI) | 408282 | Green Series 777 | Welch Allyn Inc (ECRI) | Not Available | Active | HQ
MPW0471 |  | Thermometer, Electronic | Thermometers, Electronic (ECRI) | Welch Allyn Inc (ECRI) | 690 | SureTemp Plus | Welch Allyn Inc (ECRI) | 17507456 | Active | HQ
MPW0472 |  | Sphygmomanometer | Sphygmomanometers (ECRI) | Welch Allyn Inc (ECRI) | Tycos | Tycos | Welch Allyn Inc (ECRI) | 171221151325 | Active | HQ
MPW0473 |  | Chair, Examination/Treatment | Chairs, Examination/Treatment (ECRI) | Midmark Corp (ECRI) | 224-001 | 224-001 | Midmark Corp (ECRI) | V1947399 | Active | HQ
MPW0474 |  | Thermometer, Electronic | Thermometers, Electronic (ECRI) | Welch Allyn Inc (ECRI) | 690 | SureTemp Plus | Welch Allyn Inc (ECRI) | 19293241 | Active | HQ
MPW0475 |  | GS Integrated Wall System | Ophthalmoscope/Otoscopes (ECRI) | Welch Allyn Inc (ECRI) | 408282 | Green Series 777 | Welch Allyn Inc (ECRI) | Not Available | Active | HQ
MPW0476 |  | Sphygmomanometer | Sphygmomanometers (ECRI) | Welch Allyn Inc (ECRI) | Tycos | Tycos | Welch Allyn Inc (ECRI) | 171222110905 | Active | HQ
MPW0477 |  | Monitor, Vital Signs | Monitors, Vital Signs (ECRI) | Welch Allyn Inc (ECRI) | 73WT | Connex Spot Monitor | Welch Allyn Inc (ECRI) | 100042820818 | Active | HQ
MPW0478 |  | Thermometer | Thermometers (ECRI) | Hetaida Technology (ECRI) | Not Available | Not Available | Hetaida Technology (ECRI) | Not Available | Active | HQ
MPW0479 |  | Monitor, Blood Pressure | Monitors, Blood Pressure (ECRI) | Welch Allyn Inc (ECRI) | ProBP 3400 | ProBP 3400 | Welch Allyn Inc (ECRI) | 100063092321 | Active | HQ
MPW0480 |  | Chair, Examination/Treatment | Chairs, Examination/Treatment (ECRI) | Midmark Corp (ECRI) | 224-001 | 224-001 | Midmark Corp (ECRI) | V1948229 | Active | HQ
MPW0481 |  | GS Integrated Wall System | Ophthalmoscope/Otoscopes (ECRI) | Welch Allyn Inc (ECRI) | 408282 | Green Series 777 | Welch Allyn Inc (ECRI) | Not Available | Active | HQ
MPW0482 |  | Sphygmomanometer | Sphygmomanometers (ECRI) | Welch Allyn Inc (ECRI) | Tycos | Tycos | Welch Allyn Inc (ECRI) | 171221144505 | Active | HQ
MPW0483 |  | Thermometer, Electronic | Thermometers, Electronic (ECRI) | Welch Allyn Inc (ECRI) | 690 | SureTemp Plus | Welch Allyn Inc (ECRI) | 17509663 | Active | HQ
MPW0484 |  | Defibrillator, External, Auto | Defibrillators, External, Auto (ECRI) | ZOLL Medical Corp (ECRI) | AED Plus | AED Plus | ZOLL Medical Corp (ECRI) | X17H948998 | Active | HQ
MPW0485 |  | Monitor, Fetal | Monitors, Fetal (ECRI) | GE Healthcare (ECRI) | Corometrics 172 | Corometrics 172 | GE Healthcare (ECRI) | SNV16496574PAS | Active | HQ
MPW0486 |  | Sphygmomanometer | Sphygmomanometers (ECRI) | Welch Allyn Inc (ECRI) | Tycos | Tycos | Welch Allyn Inc (ECRI) | 091019104702 | Active | HQ
MPW0487 | HQROB017 | GS Integrated Wall System | Ophthalmoscope/Otoscope/Vital Signs Measuring Systems (ECRI) | Welch Allyn Inc (ECRI) | 767 Series | 767 Series | Welch Allyn Inc (ECRI) | Not Available | Active | HQ
MPW0488 |  | Thermometer, Electronic | Thermometers, Electronic (ECRI) | Welch Allyn Inc (ECRI) | 690 | SureTemp Plus | Welch Allyn Inc (ECRI) | 09443763 | Active | HQ
MPW0489 |  | Light, Examination | Lights, Examination (ECRI) | Welch Allyn Inc (ECRI) | 444XX | Green Series 300 | Welch Allyn Inc (ECRI) | Not Available | Active | HQ
MPW0490 | HQPOB036 | Table, Examination/Treatment | Tables, Examination/Treatment (ECRI) | Midmark Corp (ECRI) | 204 | 204 | Midmark Corp (ECRI) | KE004954 | Active | HQ
MPW0491 |  | Table, Examination/Treatment | Tables, Examination/Treatment (ECRI) | Midmark Corp (ECRI) | 204-012 | 204-012 | Midmark Corp (ECRI) | V2668013 | Active | HQ
MPW0492 |  | Sphygmomanometer | Sphygmomanometers (ECRI) | Welch Allyn Inc (ECRI) | Tycos | Tycos | Welch Allyn Inc (ECRI) | 091019104933 | Active | HQ
MPW0493 | HQROB022 | GS Integrated Wall System | Ophthalmoscope/Otoscope/Vital Signs Measuring Systems (ECRI) | Welch Allyn Inc (ECRI) | 767 Series | 767 Series | Welch Allyn Inc (ECRI) | Not Available | Active | HQ
MPW0494 |  | Thermometer, Electronic | Thermometers, Electronic (ECRI) | Welch Allyn Inc (ECRI) | 690 | SureTemp Plus | Welch Allyn Inc (ECRI) | 09450542 | Active | HQ
MPW0495 |  | Light, Examination | Lights, Examination (ECRI) | Midmark Corp (ECRI) | 253-012 | 253-012 | Midmark Corp (ECRI) | V2669783 | Active | HQ
MPW0496 |  | Microscope, Laboratory | Microscopes, Laboratory (ECRI) | Seiler Instrument (ECRI) | SeilerScope | SeilerScope | Seiler Instrument (ECRI) | 1309784 | Active | HQ
MPW0497 | HQROB005 | Table, Examination/Treatment | Tables, Examination/Treatment, Adjustable (ECRI) | Midmark Corp (ECRI) | 204-002 | 204-002 | Midmark Corp (ECRI) | V641080 | Active | HQ
MPW0498 |  | Light, Examination | Lights, Examination (ECRI) | Welch Allyn Inc (ECRI) | 444XX | Green Series 300 | Welch Allyn Inc (ECRI) | Not Available | Active | HQ
MPW0499 |  | Sphygmomanometer | Sphygmomanometers (ECRI) | Welch Allyn Inc (ECRI) | Tycos | Tycos | Welch Allyn Inc (ECRI) | 091019105326 | Active | HQ
MPW0500 | HQROB007 | GS Integrated Wall System | Ophthalmoscope/Otoscope/Vital Signs Measuring Systems (ECRI) | Welch Allyn Inc (ECRI) | 767 Series | 767 Series | Welch Allyn Inc (ECRI) | Not Available | Active | HQ
MPW0501 |  | GS Integrated Wall System | Otoscopes (ECRI) | Hillrom Co Inc (ECRI) | 408282 | Green Series 777 | Hillrom Co Inc (ECRI) | Not Available | Active | HQ
MPW0502 |  | Thermometer, Electronic | Thermometers, Electronic (ECRI) | Welch Allyn Inc (ECRI) | 692 | SureTemp Plus | Welch Allyn Inc (ECRI) | Not Available | Active | HQ
MPW0503 |  | Footswitch | Footswitches (ECRI) | Midmark Corp (ECRI) | Ritter | Ritter | Midmark Corp (ECRI) | Not Available | Active | HQ
MPW0504 |  | Chair, Examination/Treatment | Chairs, Examination/Treatment (ECRI) | Midmark Corp (ECRI) | 224-002 | 224-002 | Midmark Corp (ECRI) | V2585588 | Active | HQ
MPW0505 |  | Doppler, Blood Flow | Detectors, Blood Flow, Ultrasonic (ECRI) | Cooper Surgical Inc (ECRI) | L250 | LifeDop L250 | Cooper Surgical Inc (ECRI) | 240916-085768 | Active | HQ
MPW0506 |  | Scale, Floor | Scales, Floor (ECRI) | Doran Scales Inc (ECRI) | DS7060 | HandRail Scale | Doran Scales Inc (ECRI) | DS23010099 | Active | HQ
MPW0507 |  | Module, Electrocardiograph | Modules, Electrocardiographs (ECRI) | Welch Allyn Inc (ECRI) | WAM | EKG WAM | Welch Allyn Inc (ECRI) | 119360000417 | Active | HQ
MPW0508 |  | Electrocardiograph Unit | Electrocardiographs, Multichannel (ECRI) | Welch Allyn Inc (ECRI) | ELI 380 | ELI 380 | Welch Allyn Inc (ECRI) | 124250000667 | Active | HQ
MPW0509 |  | Module, Electrocardiograph | Modules, Electrocardiographs (ECRI) | Welch Allyn Inc (ECRI) | AM12 | AM12 | Welch Allyn Inc (ECRI) | 124240000343 | Active | HQ
MPW0510 |  | Electrocardiograph Unit | Electrocardiographs, Multichannel (ECRI) | Welch Allyn Inc (ECRI) | ELI 280 | ELI 280 | Welch Allyn Inc (ECRI) | 114350227193 | Active | HQ
MPW0511 |  | Module, Electrocardiograph | Modules, Electrocardiographs (ECRI) | Welch Allyn Inc (ECRI) | AM12 | AM12 | Welch Allyn Inc (ECRI) | 124240000335 | Active | HQ
MPW0512 |  | Electrocardiograph Unit | Electrocardiographs, Multichannel (ECRI) | Welch Allyn Inc (ECRI) | ELI 280 | ELI 280 | Welch Allyn Inc (ECRI) | 114350227-187 | Active | HQ
MPW0513 |  | Module, Electrocardiograph | Modules, Electrocardiographs (ECRI) | Welch Allyn Inc (ECRI) | AM12 | AM12 | Welch Allyn Inc (ECRI) | 124120000105 | Active | HQ
MPW0514 |  | Scale, Floor | Scales, Floor (ECRI) | Doran Scales Inc (ECRI) | DS7060 | HandRail Scale | Doran Scales Inc (ECRI) | DS23010031 | Active | HQ
MPW0515 | ROOM 10B | Otoscope | Otoscopes (ECRI) | Heine USA Ltd (ECRI) | EN-100-1 | EN-100-1 | Heine USA Ltd (ECRI) | Not Available | Active | HQ
MPW0516 |  | Sphygmomanometer | Sphygmomanometers (ECRI) | Welch Allyn Inc (ECRI) | CE0050 | CE0050 | Welch Allyn Inc (ECRI) | 060412170618 | Active | HQ
MPW0517 |  | Sphygmomanometer | Sphygmomanometers (ECRI) | Welch Allyn Inc (ECRI) | CE0050 | CE0050 | Welch Allyn Inc (ECRI) | 60412185709 | Active | HQ
MPW0521 |  | Electrocardiograph Unit | Electrocardiographs, Multichannel (ECRI) | Welch Allyn Inc (ECRI) | ELI 380 | ELI 380 | Welch Allyn Inc (ECRI) | 124250000666 | Active | HQ
MPW0522 |  | Module, Electrocardiograph | Modules, Electrocardiographs (ECRI) | Welch Allyn Inc (ECRI) | AM12 | AM12 | Welch Allyn Inc (ECRI) | 124240000030 | Active | HQ
MPW0524 |  | Electrocardiograph Unit | Electrocardiographs, Multichannel (ECRI) | Welch Allyn Inc (ECRI) | ELI 280 | ELI 280 | BURDICK CORP DIV SIEMENS CORP | 114350227-186 | Active | HQ
MPW0525 |  | Module, Electrocardiograph | Modules, Electrocardiographs (ECRI) | Welch Allyn Inc (ECRI) | WAM | EKG WAM | Mortara Instrument Inc | 114310222905 | Active | HQ
MPW0529 |  | Electrocardiograph Unit | Electrocardiographs, Multichannel (ECRI) | Welch Allyn Inc (ECRI) | ELI 380 | ELI 380 | Welch Allyn Inc (ECRI) | 124250000669 | Active | HQ
MPW0530 |  | Module, Electrocardiograph | Modules, Electrocardiographs (ECRI) | Welch Allyn Inc (ECRI) | AM12 | AM12 | Welch Allyn Inc (ECRI) | 124240000345 | Active | HQ
MPW0533 |  | Electrocardiograph Unit | Electrocardiographs, Multichannel (ECRI) | Welch Allyn Inc (ECRI) | ELI 380 | ELI 380 | Welch Allyn Inc (ECRI) | 124250000665 | Active | HQ
MPW0534 |  | Module, Electrocardiograph | Modules, Electrocardiographs (ECRI) | Welch Allyn Inc (ECRI) | AM12 | AM12 | Welch Allyn Inc (ECRI) | 124240000332 | Active | HQ
MPW0535 |  | Electrocardiograph | Electrocardiographs, Multichannel (ECRI) | GE Healthcare (ECRI) | MAC 5000 | MAC 5000 | GE Healthcare (ECRI) | AAY05398914PA | Active | HQ
MPW0536 |  | Module, Electrocardiographs | Modules, Electrocardiographs (ECRI) | GE Healthcare (ECRI) | CAM-14 | CAM-14 | GE Healthcare (ECRI) | RMF05407199PA | Active | HQ
MPW0538 |  | Electrocardiograph Unit | Electrocardiographs, Multichannel (ECRI) | Welch Allyn Inc (ECRI) | ELI 380 | ELI 380 | Welch Allyn Inc (ECRI) | 124250000659 | Active | HQ
MPW0539 |  | Module, Electrocardiograph | Modules, Electrocardiographs (ECRI) | Welch Allyn Inc (ECRI) | AM12 | AM12 | Welch Allyn Inc (ECRI) | 124240000345 | Active | HQ
MPW0540 |  | Electrocardiograph Unit | Electrocardiographs, Multichannel (ECRI) | Welch Allyn Inc (ECRI) | ELI 380 | ELI 380 | Welch Allyn Inc (ECRI) | 124250000654 | Active | HQ
MPW0541 |  | Module, Electrocardiograph | Modules, Electrocardiographs (ECRI) | Welch Allyn Inc (ECRI) | AM12 | AM12 | Welch Allyn Inc (ECRI) | 124240000353 | Active | HQ
MPW0550 |  | Electrocardiograph Unit | Electrocardiographs, Multichannel (ECRI) | Welch Allyn Inc (ECRI) | ELI 380 | ELI 380 | Welch Allyn Inc (ECRI) | 124250000658 | Active | HQ
MPW0551 |  | Module, Electrocardiograph | Modules, Electrocardiographs (ECRI) | Welch Allyn Inc (ECRI) | AM12 | AM12 | Welch Allyn Inc (ECRI) | 124240000354 | Active | HQ
MPW0561 |  | Electrocardiograph Unit | Electrocardiographs, Multichannel (ECRI) | Welch Allyn Inc (ECRI) | ELI 280 | ELI 280 | Welch Allyn Inc (ECRI) | 114350227-199 | Active | HQ
MPW0562 |  | Module, Electrocardiograph | Modules, Electrocardiographs (ECRI) | Welch Allyn Inc (ECRI) | AM12 | AM12 | Mortara Instrument Inc | 113450182356 | Active | HQ
MPW0563 |  | Sphygmomanometer | Sphygmomanometers (ECRI) | Welch Allyn Inc (ECRI) | CE0050 | CE0050 | Welch Allyn Inc (ECRI) | 0306250710 | Active | HQ
MPW0564 |  | Sphygmomanometer | Sphygmomanometers (ECRI) | Welch Allyn Inc (ECRI) | CE0050 | CE0050 | Welch Allyn Inc (ECRI) | 060412185812 | Active | HQ
MPW0565 | ROOM 7A | GS Integrated Wall System | Ophthalmoscope/Otoscope/Vital Signs Measuring Systems (ECRI) | Welch Allyn Inc (ECRI) | 767 Series | 767 Series | Welch Allyn Inc (ECRI) | Not Available | Active | HQ
MPW0566 |  | Sphygmomanometer | Sphygmomanometers (ECRI) | Welch Allyn Inc (ECRI) | CE0050 | CE0050 | Welch Allyn Inc (ECRI) | 060418220858 | Active | HQ
MPW0567 |  | Programmer, Pacemaker | Programmers, Pacemaker (ECRI) | Boston Scientific Corp (ECRI) | 3300 | Latitude | Boston Scientific Corp (ECRI) | 16493-002 | Active | HQ
MPW0568 |  | Sphygmomanometer | Sphygmomanometers (ECRI) | W A Baum Co Inc (ECRI) | Not Available | Not Available | W A Baum Co Inc (ECRI) | 08121555 | Active | HQ
MPW0569 |  | Electrocardiograph Unit | Electrocardiographs, Multichannel (ECRI) | Welch Allyn Inc (ECRI) | ELI 380 | ELI 380 | Welch Allyn Inc (ECRI) | 124250000652 | Active | HQ
MPW0570 |  | Module, Electrocardiograph | Modules, Electrocardiographs (ECRI) | Welch Allyn Inc (ECRI) | AM12 | AM12 | Welch Allyn Inc (ECRI) | 124240000352 | Active | HQ
MPW0571 |  | Sphygmomanometer | Sphygmomanometers (ECRI) | Welch Allyn Inc (ECRI) | CE0297 | CE0297 | Welch Allyn Inc (ECRI) | 061125034115 | Active | HQ
MPW0572 |  | Home Communicator Device | Information Systems, Data Management, Home Care (ECRI) | Medtronic Inc (ECRI) | 24950 | MyCareLink | Medtronic Inc (ECRI) | YDN003168A | Active | HQ
MPW0573 |  | Home Communicator Device | Information Systems, Data Management, Home Care (ECRI) | Medtronic Inc (ECRI) | 24950 | MyCareLink | Medtronic Inc (ECRI) | YDM361474A | Active | HQ
MPW0574 |  | Programmer, Pacemaker | Programmers, Pacemaker (ECRI) | St Jude Medical Inc (ECRI) | 3510 | 3510 | St Jude Medical Inc (ECRI) | 10848 | Active | HQ
MPW0576 |  | Programmer, Pacemaker | Programmers, Pacemaker (ECRI) | Biotronik Inc (ECRI) | Renamic | RENAMIC | Biotronik Inc (ECRI) | 61723065 | Active | HQ
MPW0577 |  | Defibrillator | Defibrillators (ECRI) | ZOLL Medical Corp (ECRI) | R Series Plus | R Series Plus | ZOLL Medical Corp (ECRI) | AF21G138993 | Active | HQ
MPW0578 |  | Lithium Ion Battery | Batteries (ECRI) | ZOLL Medical Corp (ECRI) | 8019-0535-01 | SurePower Battery Pk | ZOLL Medical Corp (ECRI) | AG22CAS4189 | Active | HQ
MPW0579 |  | Suction Unit | Suction Units (ECRI) | Allied Healthcare Inc (ECRI) | G180 | G180 | Allied Healthcare Inc (ECRI) | 0107 | Active | HQ
MPW0580 |  | Table, Imaging, Ultrasound | Tables, Imaging, Ultrasound (ECRI) | Medical Positioning Inc (ECRI) | 2284 | VasScan Table Dual | Medical Positioning Inc (ECRI) | 804422 | Active | HQ
MPW0581 |  | Sphygmomanometer | Sphygmomanometers (ECRI) | Hillrom Co Inc (ECRI) | CE0297 | CE0297 | Hillrom Co Inc (ECRI) | 210831145100 | Active | HQ
MPW0582 |  | RF Generator | Radiofrequency Therapy Systems, Vein Occlusion (ECRI) | Venclose Inc (ECRI) | VC-RFG-1 | Venclose RF Gen | Venclose Inc (ECRI) | 2021070038 | Active | HQ
MPW0583 |  | Suction Pump | Pumps, Subcutaneous Infiltration (ECRI) | HK Surgical (ECRI) | KIP-II | Klein Pump | HK Surgical (ECRI) | K21M115395 | Active | HQ
MPW0584 |  | Warmer, Gel | Warmers, Gel (ECRI) | Parker Laboratories Inc (ECRI) | 83-03 | Thermasonic | Parker Laboratories Inc (ECRI) | 108507CA11 | Active | HQ
MPW0585 |  | Detector, Fetal Heart, Ultraso | Detectors, Fetal Heart, Ultrasonic (ECRI) | McKesson Medical-Surg (ECRI) | Lumeon Series | Lumeon | McKesson Medical-Surg (ECRI) | 2020030119 | Active | HQ
MPW0586 |  | Monitor, Blood Pressure | Monitors, Blood Pressure (ECRI) | A&D Medical (ECRI) | UA-651BLE | UA-651BLE | A&D Medical (ECRI) | 5200800776 | Active | HQ
MPW0587 |  | Warmer, Gel | Warmers, Gel (ECRI) | Parker Laboratories Inc (ECRI) | 83-03 | Thermasonic | Parker Laboratories Inc (ECRI) | 107507CA11 | Active | HQ
MPW0588 |  | Sphygmomanometer | Sphygmomanometers (ECRI) | Mabis Healthcare Inc (ECRI) | Legacy | Legacy | Mabis Healthcare Inc (ECRI) | 336199 | Active | HQ
MPW0589 |  | Table, Imaging, Ultrasound | Tables, Imaging, Ultrasound (ECRI) | Biodex Medical Systems (ECRI) | 058-700 | Echo Pro Table | Biodex Medical Systems (ECRI) | 14110399 | Active | HQ
MPW0590 |  | Hand/Remote Control | Hand/Remote Control (ECRI) | Biodex Medical Systems (ECRI) | Not Available | Not Available | Biodex Medical Systems (ECRI) | Not Available | Active | HQ
MPW0591 |  | Sphygmomanometer | Sphygmomanometers (ECRI) | A&D Medical (ECRI) | UA-651BLE | UA-651BLE | A&D Medical (ECRI) | 5200800778 | Active | HQ
MPW0592 |  | Electrocardiograph | Electrocardiographs, Multichannel (ECRI) | GE Healthcare (ECRI) | MAC 5000 | MAC 5000 | GE Healthcare (ECRI) | AAY05408960PA | Active | HQ
MPW0593 |  | Module, Electrocardiograph | Modules, Electrocardiographs (ECRI) | GE Healthcare (ECRI) | CAM 14 | CAM 14 | GE Healthcare (ECRI) | RMF07018382PA | Active | HQ
MPW0594 |  | Sphygmomanometer, Aneroid | Sphygmomanometers, Aneroid (ECRI) | Henry Schein Inc (ECRI) | CE0473 | CE0473 | Henry Schein Inc (ECRI) | 9010425 | Active | HQ
MPW0595 |  | Table, Examination/Treatment | Tables, Examination/Treatment (ECRI) | MedSurface (ECRI) | 32089 | Hi-Lo Table | MedSurface (ECRI) | 037473 | Active | HQ
MPW0596 |  | Ultrasound Therapy System, Ph | Ultrasound Therapy Systems, Physical Therapy (ECRI) | Dynatronics Corp (ECRI) | D125B | D125B | Dynatronics Corp (ECRI) | US1911012 | Active | HQ
MPW0597 |  | Sphygmomanometer | Sphygmomanometers (ECRI) | Welch Allyn Inc (ECRI) | CE0297 | CE0297 | Welch Allyn Inc (ECRI) | 191211130125 | Active | HQ
MPW0598 |  | Ultrasound Therapy System, Phy | Ultrasound Therapy Systems, Physical Therapy (ECRI) | Richmar (ECRI) | CX4 | THERATOUCH | Richmar (ECRI) | SZ19120009000955 | Active | HQ
MPW0599 |  | Stimulator, Electrical, Neurom | Stimulators, Electrical, Neuromuscular (ECRI) | Prometheus Group (ECRI) | MR-20 | MR-20 | Prometheus Group (ECRI) | 01029273 | Active | HQ
MPW0601 |  | Thermometer, Electronic | Thermometers, Electronic (ECRI) | Welch Allyn Inc (ECRI) | 690 | SureTemp Plus | Welch Allyn Inc (ECRI) | 09450669 | Active | HQ
MPW0602 |  | Light, Examination | Lights, Examination (ECRI) | Welch Allyn Inc (ECRI) | GS IV | GS Exam Light IV | Welch Allyn Inc (ECRI) | Not Available | Active | HQ
MPW0603 |  | Table, Examination/Treatment | Tables, Examination/Treatment (ECRI) | Midmark Corp (ECRI) | 204-001 | 204-001 | Midmark Corp (ECRI) | V890608 | Active | HQ
MPW0604 |  | Sphygmomanometer | Sphygmomanometers (ECRI) | Welch Allyn Inc (ECRI) | Tycos | Tycos | Welch Allyn Inc (ECRI) | 09016071853 | Active | HQ
MPW0605 | HQROB002 | GS Integrated Wall System | Ophthalmoscope/Otoscope/Vital Signs Measuring Systems (ECRI) | Welch Allyn Inc (ECRI) | 767 Series | 767 Series | Welch Allyn Inc (ECRI) | Not Available | Active | HQ
MPW0606 |  | Thermometer, Electronic | Thermometers, Electronic (ECRI) | Welch Allyn Inc (ECRI) | 690 | SureTemp Plus | Welch Allyn Inc (ECRI) | 09443747 | Active | HQ
MPW0607 |  | Scale, Floor | Scales, Floor (ECRI) | Detecto Scale Co (ECRI) | 758C | 758C | Detecto Scale Co (ECRI) | E33809-0301 | Active | HQ
MPW0609 | HQROB009 | Light, Examination | Lights, Examination (ECRI) | Brewer Co (ECRI) | 15100 | 15100 | Brewer Co (ECRI) | Not Available | Active | HQ
MPW0610 |  | Scales, Floor | Scales, Floor (ECRI) | Detecto Scale Co (ECRI) | MB130 | MB130 | Detecto Scale Co (ECRI) | C13025737 | Active | HQ
MPW0611 |  | Light, Examination | Lights, Examination (ECRI) | Welch Allyn Inc (ECRI) | GS IV | GS Exam Light IV | Welch Allyn Inc (ECRI) | Not Available | Active | HQ
MPW0612 |  | Light, Examination | Lights, Examination (ECRI) | Welch Allyn Inc (ECRI) | 444XX | Green Series 300 | Welch Allyn Inc (ECRI) | Not Available | Active | HQ
MPW0613 |  | Electrosurgical Unit | Electrosurgical Units, Monopolar (ECRI) | Cooper Surgical Inc (ECRI) | LP-10-120 | LEEP Precision | Cooper Surgical Inc (ECRI) | 2021060013 | Active | HQ
MPW0614 | HQROB015 | Chair, Examination/Treatment | Chairs, Examination/Treatment (ECRI) | Midmark Corp (ECRI) | 75 Evolution | 75 Evolution | Midmark Corp (ECRI) | JX005263 | Active | HQ
MPW0615 |  | Light, Examination | Lights, Examination (ECRI) | STERIS Corp (ECRI) | AMSCO | AMSCO | STERIS Corp (ECRI) | Not Available | Active | HQ
MPW0616 |  | Colposcope | Colposcopes (ECRI) | Cooper Surgical Inc (ECRI) | 906150T | TriScope Trulight | Cooper Surgical Inc (ECRI) | 0713005 | Active | HQ
MPW0617 |  | Footswitches | Footswitches (ECRI) | Midmark Corp (ECRI) | Not Available | Not Available | Midmark Corp (ECRI) | JX005263 | Active | HQ
MPW0618 |  | Sphygmomanometer | Sphygmomanometers (ECRI) | Welch Allyn Inc (ECRI) | Tycos | Tycos | Welch Allyn Inc (ECRI) | 09019105559 | Active | HQ
MPW0619 |  | Ophthalmoscope/Otoscope | Ophthalmoscope/Otoscopes (ECRI) | Welch Allyn Inc (ECRI) | Not Available | Not Available | Welch Allyn Inc (ECRI) | Not Available | Active | HQ
MPW0620 |  | Thermometer, Electronic | Thermometers, Electronic (ECRI) | Welch Allyn Inc (ECRI) | 690 | SureTemp Plus | Welch Allyn Inc (ECRI) | 09450667 | Active | HQ
MPW0621 |  | Light, Examination | Lights, Examination (ECRI) | Welch Allyn Inc (ECRI) | GS IV | GS Exam Light IV | Welch Allyn Inc (ECRI) | Not Available | Active | HQ
MPW0622 |  | Table, Examination/Treatment | Tables, Examination/Treatment (ECRI) | Midmark Corp (ECRI) | 204-012 | 204-012 | Midmark Corp (ECRI) | V2734408 | Active | HQ
MPW0623 |  | Monitor, Fetal | Monitors, Fetal (ECRI) | Cooper Surgical Inc (ECRI) | 902300 | Fetal2EMR | Cooper Surgical Inc (ECRI) | 460085-M 17602680061 | Active | HQ
MPW0624 |  | Thermometer, Electronic | Thermometers, Electronic (ECRI) | Welch Allyn Inc (ECRI) | 690 | SureTemp Plus | Welch Allyn Inc (ECRI) | 09470526 | Active | HQ
MPW0625 |  | Sphygmomanometer | Sphygmomanometers (ECRI) | Welch Allyn Inc (ECRI) | Tycos | Tycos | Welch Allyn Inc (ECRI) | 091016072300 | Active | HQ
MPW0626 | HQROB024 | GS Integrated Wall System | Ophthalmoscope/Otoscope/Vital Signs Measuring Systems (ECRI) | Welch Allyn Inc (ECRI) | 767 Series | 767 Series | Welch Allyn Inc (ECRI) | Not Available | Active | HQ
MPW0627 |  | Sphygmomanometer | Sphygmomanometers (ECRI) | Welch Allyn Inc (ECRI) | Tycos | Tycos | Welch Allyn Inc (ECRI) | 171222105365 | Active | HQ
MPW0628 |  | Ophthalmoscope/Otoscope | Ophthalmoscope/Otoscopes (ECRI) | Welch Allyn Inc (ECRI) | Not Available | Not Available | Welch Allyn Inc (ECRI) | Not Available | Active | HQ
MPW0629 |  | Thermometer, Electronic | Thermometers, Electronic (ECRI) | Welch Allyn Inc (ECRI) | 690 | SureTemp Plus | Welch Allyn Inc (ECRI) | 17509801 | Active | HQ
MPW0630 |  | Ophthalmoscope/Otoscope | Ophthalmoscope/Otoscopes (ECRI) | Welch Allyn Inc (ECRI) | 901093 | Green Series 777 | Welch Allyn Inc (ECRI) | Not Available | Active | HQ
MPW0631 |  | Ophthalmoscope/Otoscope | Ophthalmoscope/Otoscopes (ECRI) | Welch Allyn Inc (ECRI) | 901093 | Green Series 777 | Welch Allyn Inc (ECRI) | Not Available | Active | HQ
MPW0632 |  | Scale, Floor | Scales, Floor (ECRI) | Detecto Scale Co (ECRI) | 758C | 758C | Detecto Scale Co (ECRI) | E19812-0135 | Active | HQ
MPW0633 |  | Table, Examination/Treatment | Tables, Examination/Treatment (ECRI) | Midmark Corp (ECRI) | 204 | 204 | Midmark Corp (ECRI) | V1760900 | Active | HQ
MPW0634 | HQHP006 | Light, Examination | Lights, Examination (ECRI) | Brewer Co (ECRI) | 15100 | 15100 | Brewer Co (ECRI) | BI0012650 | Active | HQ
MPW0635 |  | Centrifuge, Tabletop | Centrifuges, Tabletop (ECRI) | Drucker Diagnostics (ECRI) | 642E Quest | Horizon 642E Quest | Drucker Diagnostics (ECRI) | 20813IB736 | Active | HQ
MPW0636 |  | Table, Examination/Treatment | Tables, Examination/Treatment (ECRI) | Midmark Corp (ECRI) | 204-001 | 204-001 | Midmark Corp (ECRI) | V1265618 | Active | HQ
MPW0637 | HQHP022 | Light, Examination | Lights, Examination (ECRI) | Brewer Co (ECRI) | 15100 | 15100 | Brewer Co (ECRI) | BI0012649 | Active | HQ
MPW0638 |  | Sphygmomanometer | Sphygmomanometers (ECRI) | Welch Allyn Inc (ECRI) | Tycos | Tycos | Welch Allyn Inc (ECRI) | 081114084209 | Active | HQ
MPW0639 | HQHP020 | GS Integrated Wall System | Ophthalmoscope/Otoscope/Vital Signs Measuring Systems (ECRI) | Welch Allyn Inc (ECRI) | 767 Series | 767 Series | Welch Allyn Inc (ECRI) | Not Available | Active | HQ
MPW0640 |  | Centrifuge, Tabletop | Centrifuges, Tabletop (ECRI) | Drucker Diagnostics (ECRI) | 642E Quest | Horizon 642E Quest | Drucker Diagnostics (ECRI) | 150613AI711 | Active | HQ
MPW0641 |  | Defibrillator, External, Auto | Defibrillators, External, Auto (ECRI) | ZOLL Medical Corp (ECRI) | AED Plus | AED Plus | ZOLL Medical Corp (ECRI) | X10A435236 | Active | HQ
MPW0642 |  | Scale, Floor | Scales, Floor (ECRI) | Detecto Scale Co (ECRI) | MV1 | MedVue | Detecto Scale Co (ECRI) | E31822-0042 | Active | HQ
MPW0643 |  | Scale, Floor | Scales, Floor (ECRI) | Pelstar (Health-O-Meter)(ECRI) | 500KL | 500KL | Pelstar (Health-O-Meter)(ECRI) | 5002224262637 | Active | HQ
MPW0644 |  | Scale, Floor | Scales, Floor (ECRI) | Detecto Scale Co (ECRI) | 758C | 758C | Detecto Scale Co (ECRI) | E25309-0100 | Active | HQ
MPW0645 |  | Thermometer, Electronic | Thermometers, Electronic (ECRI) | Welch Allyn Inc (ECRI) | 692 | SureTemp Plus | Welch Allyn Inc (ECRI) | 20188036 | Active | HQ
MPW0646 |  | Scale, Floor | Scales, Floor (ECRI) | Pelstar (Health-O-Meter)(ECRI) | 500KL | 500KL | Pelstar (Health-O-Meter)(ECRI) | 5001023237757 | Active | HQ
MPW0647 |  | Refrigerator, Laboratory | Refrigerators, Laboratory (ECRI) | Follett LLC (ECRI) | REF20-LB-R0000 | REF20-LB-R0000 | Follett LLC (ECRI) | J0094616116 | Active | HQ
MPW0648 |  | Table, Examination/Treatment | Tables, Examination/Treatment (ECRI) | Midmark Corp (ECRI) | 204-001 | 204-001 | Midmark Corp (ECRI) | V1265640 | Active | HQ
MPW0649 |  | Light, Examination | Lights, Examination (ECRI) | Brewer Co (ECRI) | 15100 | 15100 | Brewer Co (ECRI) | Not Available | Active | HQ
MPW0650 |  | Sphygmomanometer | Sphygmomanometers (ECRI) | Welch Allyn Inc (ECRI) | Tycos | Tycos | Welch Allyn Inc (ECRI) | 120512092405 | Active | HQ
MPW0651 |  | Ophthalmoscope/Otoscope | Ophthalmoscope/Otoscopes (ECRI) | Welch Allyn Inc (ECRI) | Not Available | Not Available | Welch Allyn Inc (ECRI) | Not Available | Active | HQ
MPW0652 |  | Thermometer, Electronic | Thermometers, Electronic, Infrared (ECRI) | Hetaida Technology (ECRI) | HTD8813C | HTD8813C | Hetaida Technology (ECRI) | Not Available | Active | HQ
MPW0653 |  | Thermometer, Electronic | Thermometers, Electronic, Infrared (ECRI) | Hetaida Technology (ECRI) | HTD8813C | HTD8813C | Hetaida Technology (ECRI) | Not Available | Active | HQ
MPW0654 |  | Light, Examination | Lights, Examination (ECRI) | Brewer Co (ECRI) | 15100 | 15100 | Brewer Co (ECRI) | Not Available | Active | HQ
MPW0655 |  | Table, Examination/Treatment | Tables, Examination/Treatment (ECRI) | Midmark Corp (ECRI) | 222-016 | 222-016 | Midmark Corp (ECRI) | V1758617 | Active | HQ
MPW0656 |  | Battery/Dock Charger | Battery/Dock Chargers (ECRI) | Welch Allyn Inc (ECRI) | 719-DSK | 719-DSK | Welch Allyn Inc (ECRI) | Not Available | Active | HQ
MPW0657 |  | Sphygmomanometer | Sphygmomanometers (ECRI) | Welch Allyn Inc (ECRI) | Tycos | Tycos | Welch Allyn Inc (ECRI) | 120602053016 | Active | HQ
MPW0658 |  | GS Integrated Wall System | Ophthalmoscope/Otoscope/Vital Signs Measuring Systems (ECRI) | Welch Allyn Inc (ECRI) | 767 Series | 767 Series | Welch Allyn Inc (ECRI) | Not Available | Active | HQ
MPW0659 |  | Thermometer, Electronic | Thermometers, Electronic (ECRI) | Welch Allyn Inc (ECRI) | 690 | SureTemp Plus | Welch Allyn Inc (ECRI) | 09310972 | Active | HQ
MPW0660 |  | Table, Examination/Treatment | Tables, Examination/Treatment (ECRI) | Midmark Corp (ECRI) | 204-001 | 204-001 | Midmark Corp (ECRI) | V1265658 | Active | HQ
MPW0661 |  | Light, Examination | Lights, Examination (ECRI) | Brewer Co (ECRI) | 15100 | 15100 | Brewer Co (ECRI) | Not Available | Active | HQ
MPW0662 |  | Sphygmomanometer | Sphygmomanometers (ECRI) | Welch Allyn Inc (ECRI) | Tycos | Tycos | Welch Allyn Inc (ECRI) | 120512111313 | Active | HQ
MPW0663 |  | Ophthalmoscope/Otoscope | Ophthalmoscope/Otoscopes (ECRI) | Welch Allyn Inc (ECRI) | Not Available | Not Available | Welch Allyn Inc (ECRI) | Not Available | Active | HQ
MPW0664 |  | Sphygmomanometer | Sphygmomanometers (ECRI) | Welch Allyn Inc (ECRI) | Tycos | Tycos | Welch Allyn Inc (ECRI) | 081113210213 | Active | HQ
MPW0665 |  | Ophthalmoscope/Otoscope | Ophthalmoscope/Otoscopes (ECRI) | Welch Allyn Inc (ECRI) | Not Available | Not Available | Welch Allyn Inc (ECRI) | Not Available | Active | HQ
MPW0666 |  | Thermometer, Electronic | Thermometers, Electronic (ECRI) | Welch Allyn Inc (ECRI) | 692 | SureTemp Plus | Welch Allyn Inc (ECRI) | 19251857 | Active | HQ
MPW0667 |  | Centrifuge, Tabletop | Centrifuges, Tabletop (ECRI) | Drucker Diagnostics (ECRI) | 642E Quest | Horizon 642E Quest | Drucker Diagnostics (ECRI) | 130514-1699 | Active | HQ
MPW0668 | HQHP002 | Table, Examination/Treatment | Tables, Examination/Treatment (ECRI) | Midmark Corp (ECRI) | 204 | 204 | Midmark Corp (ECRI) | V805801 | Active | HQ
MPW0669 | HQHP024 | Light, Examination | Lights, Examination (ECRI) | Brewer Co (ECRI) | 15100 | 15100 | Brewer Co (ECRI) | BI0012651 | Active | HQ
MPW0670 |  | Sphygmomanometer | Sphygmomanometers (ECRI) | Welch Allyn Inc (ECRI) | Tycos | Tycos | Welch Allyn Inc (ECRI) | 08111320428 | Active | HQ
MPW0671 | HQHP001 | GS Integrated Wall System | Ophthalmoscope/Otoscope/Vital Signs Measuring Systems (ECRI) | Welch Allyn Inc (ECRI) | 767 Series | 767 Series | Welch Allyn Inc (ECRI) | Not Available | Active | HQ
MPW0672 |  | Thermometer, Electronic | Thermometers, Electronic (ECRI) | Welch Allyn Inc (ECRI) | 690 | SureTemp Plus | Welch Allyn Inc (ECRI) | 09320116 | Active | HQ
MPW0673 | HQHP015 | Monitor, Vital Signs | Monitors, Vital Signs (ECRI) | Welch Allyn Inc (ECRI) | LXi | Spot Vital Signs | Welch Allyn Inc (ECRI) | Not Available | Active | HQ
MPW0674 |  | Table, Examination/Treatment | Tables, Examination/Treatment (ECRI) | Midmark Corp (ECRI) | 204 | 204 | Midmark Corp (ECRI) | V1760899 | Active | HQ
MPW0675 |  | Sphygmomanometer | Sphygmomanometers (ECRI) | Welch Allyn Inc (ECRI) | Tycos | Tycos | Welch Allyn Inc (ECRI) | 081114084827 | Active | HQ
MPW0676 | HQHP004 | GS Integrated Wall System | Ophthalmoscope/Otoscope/Vital Signs Measuring Systems (ECRI) | Welch Allyn Inc (ECRI) | 767 Series | 767 Series | Welch Allyn Inc (ECRI) | Not Available | Active | HQ
MPW0677 |  | Thermometer, Electronic | Thermometers, Electronic (ECRI) | Welch Allyn Inc (ECRI) | 690 | SureTemp Plus | Welch Allyn Inc (ECRI) | 12164100 | Active | HQ
MPW0678 | HQHP021 | Table, Examination/Treatment | Tables, Examination/Treatment (ECRI) | Midmark Corp (ECRI) | 204-001 | 204-001 | Midmark Corp (ECRI) | V805806 | Active | HQ
MPW0679 | HQHP003 | Light, Examination | Lights, Examination (ECRI) | Brewer Co (ECRI) | 15100 | 15100 | Brewer Co (ECRI) | BI0012652 | Active | HQ
MPW0680 |  | Sphygmomanometer | Sphygmomanometers (ECRI) | Welch Allyn Inc (ECRI) | Tycos | Tycos | Welch Allyn Inc (ECRI) | 081114105722 | Active | HQ
MPW0681 | HQHP007 | GS Integrated Wall System | Ophthalmoscope/Otoscope/Vital Signs Measuring Systems (ECRI) | Welch Allyn Inc (ECRI) | 767 Series | 767 Series | Welch Allyn Inc (ECRI) | Not Available | Active | HQ
MPW0682 | HQL016 | Thermometer, Electronic | Thermometers, Electronic (ECRI) | Welch Allyn Inc (ECRI) | 690 | SureTemp Plus | Welch Allyn Inc (ECRI) | 09483615 | Active | HQ
MPW0684 |  | Monitor, Vital Signs | Monitors, Vital Signs (ECRI) | Welch Allyn Inc (ECRI) | 75MT | Connex Spot Monitor | Welch Allyn Inc (ECRI) | 100056652622 | Active | HQ
MPW0685 |  | Table, Examination/Treatment | Tables, Examination/Treatment (ECRI) | Midmark Corp (ECRI) | 204-001 | 204-001 | Midmark Corp (ECRI) | V1265623 | Active | HQ
MPW0686 |  | Light, Examination | Lights, Examination (ECRI) | Brewer Co (ECRI) | 15100 | 15100 | Brewer Co (ECRI) | Not Available | Active | HQ
MPW0687 |  | Sphygmomanometer | Sphygmomanometers (ECRI) | Welch Allyn Inc (ECRI) | Tycos | Tycos | Welch Allyn Inc (ECRI) | 120511123742 | Active | HQ
MPW0688 |  | Ophthalmoscope/Otoscope | Ophthalmoscope/Otoscopes (ECRI) | Welch Allyn Inc (ECRI) | Not Available | Not Available | Welch Allyn Inc (ECRI) | Not Available | Active | HQ
MPW0689 |  | Table, Examination/Treatment | Tables, Examination/Treatment (ECRI) | Midmark Corp (ECRI) | 204-001 | 204-001 | Midmark Corp (ECRI) | V1265626 | Active | HQ
MPW0690 |  | Light, Examination | Lights, Examination (ECRI) | Brewer Co (ECRI) | 15100 | 15100 | Brewer Co (ECRI) | Not Available | Active | HQ
MPW0691 |  | Sphygmomanometer | Sphygmomanometers (ECRI) | Welch Allyn Inc (ECRI) | Tycos | Tycos | Welch Allyn Inc (ECRI) | 120214085908 | Active | HQ
MPW0692 |  | Ophthalmoscope/Otoscope | Ophthalmoscope/Otoscopes (ECRI) | Welch Allyn Inc (ECRI) | Not Available | Not Available | Welch Allyn Inc (ECRI) | Not Available | Active | HQ
MPW0693 |  | Thermometer, Electronic | Thermometers, Electronic (ECRI) | Welch Allyn Inc (ECRI) | 692 | SureTemp Plus | Welch Allyn Inc (ECRI) | 19247904 | Active | HQ
MPW0695 | HQCPT030 | Exerciser, Elliptical | Exercisers, Elliptical (ECRI) | Octane Fitness (ECRI) | 3500 | Fitness Pro 3500 | Octane Fitness (ECRI) | R0601-70-01465-03 | Active | HQ
MPW0696 |  | Exerciser, Bicycle, Upright | Exercisers, Bicycle, Upright (ECRI) | SCIFIT (ECRI) | ISO7000 | ISO7000 | SCIFIT (ECRI) | 3559G00142 | Active | HQ
MPW0697 | HQCPT029 | Exerciser, Elliptical | Exercisers, Elliptical (ECRI) | Octane Fitness (ECRI) | 3500 | Fitness Pro 3500 | Octane Fitness (ECRI) | R0601-70-01464-03 | Active | HQ
MPW0698 |  | Exerciser, Bicycle, Upright | Exercisers, Bicycle, Upright (ECRI) | SCIFIT (ECRI) | ISO7000 | ISO7000 | SCIFIT (ECRI) | 474-000694 | Active | HQ
MPW0699 |  | Exerciser, Treadmill | Exercisers, Treadmills (ECRI) | Landice Inc (ECRI) | L7 | L7 | Landice Inc (ECRI) | Not Available | Active | HQ
MPW0700 |  | Exerciser, Elliptical | Exercisers, Elliptical (ECRI) | Octane Fitness (ECRI) | PRO3700C | PRO3700C | Octane Fitness (ECRI) | F2106VQ02317-01 | Active | HQ
MPW0701 |  | Transmitter/Receiver System | Transmitter/Receiver Systems (ECRI) | Abbott Cardiovascular (ECRI) | EX1100 | Merlin | St Jude Medical Inc (ECRI) | Not Available | Active | HQ
MPW0703 |  | Home Communicator Device | Information Systems, Data Management, Home Care (ECRI) | Medtronic Inc (ECRI) | 24950 | MyCareLink | Medtronic Inc (ECRI) | YDM079475B | Active | HQ
MPW0704 |  | Electrocardiograph Unit | Electrocardiographs, Multichannel (ECRI) | Welch Allyn Inc (ECRI) | ELI 280 | ELI 280 | Welch Allyn Inc (ECRI) | 114350227-194 | Active | HQ
MPW0705 |  | Module, Electrocardiograph | Modules, Electrocardiographs (ECRI) | Welch Allyn Inc (ECRI) | WAM | EKG WAM | Welch Allyn Inc (ECRI) | 114310222855 | Active | HQ
MPW0706 |  | Table, Imaging, Ultrasound | Tables, Imaging, Ultrasound (ECRI) | Medical Positioning Inc (ECRI) | 284 | VasScan X | Medical Positioning Inc (ECRI) | 808271 | Active | HQ
MPW0708 |  | RF Generator | Radiofrequency Therapy Systems, Vein Occlusion (ECRI) | Venclose Inc (ECRI) | Venclose RF Gen | Venclose RF Gen | Venclose Inc (ECRI) | 2021070006 | Active | HQ
MPW0709 |  | Footswitches | Footswitches (ECRI) | Herga | Not Available | Not Available | Herga | Not Available | Active | HQ
MPW0710 |  | Warmer, Gel | Warmers, Gel (ECRI) | Parker Laboratories Inc (ECRI) | 83-03 | Thermasonic | Parker Laboratories Inc (ECRI) | 186506CA11 | Active | HQ
MPW0711 |  | Sphygmomanometer | Sphygmomanometers (ECRI) | Welch Allyn Inc (ECRI) | CE0297 | CE0297 | Welch Allyn Inc (ECRI) | 061108163236 | Active | HQ
MPW0712 |  | Sphygmomanometer | Sphygmomanometers (ECRI) | Not Available | Not Available | Not Available | Not Available | Not Available | Active | HQ
MPW0713 |  | Table, Imaging, Ultrasound | Tables, Imaging, Ultrasound (ECRI) | Medical Positioning Inc (ECRI) | 2272 | EchoTable | Medical Positioning Inc (ECRI) | 798586 | Active | HQ
MPW0714 |  | Sphygmomanometer | Sphygmomanometers, Electronic (ECRI) | A&D Medical (ECRI) | UA-651BLE | UA-651BLE | A&D Medical (ECRI) | 5200800771 | Active | HQ
MPW0715 |  | Warmer, Gel | Warmers, Gel (ECRI) | Parker Laboratories Inc (ECRI) | 83-03 | Thermasonic | Parker Laboratories Inc (ECRI) | 106507CA11 | Active | HQ
MPW0716 |  | Refrigerator | Refrigerators (ECRI) | Follett LLC (ECRI) | REF1 | REF1 | Follett LLC (ECRI) | R36020 | Active | HQ
MPW0717 |  | Sphygmomanometer | Sphygmomanometers (ECRI) | Welch Allyn Inc (ECRI) | CE0297 | CE0297 | Welch Allyn Inc (ECRI) | 210831143950 | Active | HQ
MPW0718 |  | Electrocardiograph Unit | Electrocardiographs, Multichannel (ECRI) | Welch Allyn Inc (ECRI) | ELI 380 | ELI 380 | Welch Allyn Inc (ECRI) | 124250000651 | Active | HQ
MPW0719 |  | Module, Electrocardiograph | Modules, Electrocardiographs (ECRI) | Welch Allyn Inc (ECRI) | AM12 | AM12 | Welch Allyn Inc (ECRI) | 124240000346 | Active | HQ
MPW0720 |  | Sphygmomanometer | Sphygmomanometers (ECRI) | Welch Allyn Inc (ECRI) | CE0297 | CE0297 | Welch Allyn Inc (ECRI) | 0201121348 | Active | HQ
MPW0721 | ROOM 8B | GS Integrated Wall System | Otoscopes (ECRI) | Welch Allyn Inc (ECRI) | EN100-I | EN100-I | Welch Allyn Inc (ECRI) | 1160002688 | Active | HQ
MPW0722 |  | Sphygmomanometer | Sphygmomanometers (ECRI) | Welch Allyn Inc (ECRI) | CE0050 | CE0050 | Welch Allyn Inc (ECRI) | 060412170403 | Active | HQ
MPW0723 | HQRP024 | Table, Examination/Treatment | Tables, Examination/Treatment (ECRI) | Midmark Corp (ECRI) | 204-001 | 204-001 | Midmark Corp (ECRI) | V16977780 | Active | HQ
MPW0724 | HQRP002 | Thermometer, Electronic | Thermometers, Electronic (ECRI) | Welch Allyn Inc (ECRI) | 690 | SureTemp Plus | Welch Allyn Inc (ECRI) | Not Available | Active | HQ
MPW0725 | HQRP023 | GS Integrated Wall System | Ophthalmoscope/Otoscopes (ECRI) | Welch Allyn Inc (ECRI) | 408282 | Green Series 777 | Welch Allyn Inc (ECRI) | Not Available | Active | HQ
MPW0726 |  | Sphygmomanometer | Sphygmomanometers (ECRI) | Welch Allyn Inc (ECRI) | CE0297 | CE0297 | Welch Allyn Inc (ECRI) | 151123134985 | Active | HQ
MPW0727 |  | Scale, Floor | Scales, Floor (ECRI) | Seca NA (ECRI) | 769 | 769 | Seca NA (ECRI) | 5769348159444 | Active | HQ
MPW0728 |  | Scale, Floor | Scales, Floor (ECRI) | Seca NA (ECRI) | 769 | 769 | Seca NA (ECRI) | 5769348159451 | Active | HQ
MPW0729 |  | Sphygmomanometer | Sphygmomanometers (ECRI) | Welch Allyn Inc (ECRI) | CE0297 | CE0297 | Welch Allyn Inc (ECRI) | 151116071175 | Active | HQ
MPW0730 | HQRP023 | GS Integrated Wall System | Ophthalmoscope/Otoscopes (ECRI) | Welch Allyn Inc (ECRI) | 408282 | Green Series 777 | Welch Allyn Inc (ECRI) | Not Available | Active | HQ
MPW0731 | HQRP002 | Thermometer, Electronic | Thermometers, Electronic (ECRI) | Welch Allyn Inc (ECRI) | 690 | SureTemp Plus | Welch Allyn Inc (ECRI) | Not Available | Active | HQ
MPW0732 | HQRP024 | Table, Examination/Treatment | Tables, Examination/Treatment (ECRI) | Midmark Corp (ECRI) | 204-001 | 204-001 | Midmark Corp (ECRI) | V1733837 | Active | HQ
MPW0733 |  | Footswitches | Footswitches (ECRI) | Midmark Corp (ECRI) | Not Available | Not Available | Midmark Corp (ECRI) | Not Available | Active | HQ
MPW0734 |  | Scale, Floor | Scales, Floor (ECRI) | Seca NA (ECRI) | 769 | 769 | Seca NA (ECRI) | 5769348159447 | Active | HQ
MPW0735 |  | Sphygmomanometer | Sphygmomanometers (ECRI) | Welch Allyn Inc (ECRI) | CE0297 | CE0297 | Welch Allyn Inc (ECRI) | 190904065255 | Active | HQ
MPW0736 | HQRP023 | GS Integrated Wall System | Ophthalmoscope/Otoscopes (ECRI) | Welch Allyn Inc (ECRI) | 408282 | Green Series 777 | Welch Allyn Inc (ECRI) | Not Available | Active | HQ
MPW0737 | HQRP002 | Thermometer, Electronic | Thermometers, Electronic (ECRI) | Welch Allyn Inc (ECRI) | 690 | SureTemp Plus | Welch Allyn Inc (ECRI) | Not Available | Active | HQ
MPW0738 | HQRP024 | Table, Examination/Treatment | Tables, Examination/Treatment (ECRI) | Midmark Corp (ECRI) | 204-001 | 204-001 | Midmark Corp (ECRI) | V1693439 | Active | HQ
MPW0739 |  | Scale, Floor | Scales, Floor (ECRI) | Seca NA (ECRI) | 769 | 769 | Seca NA (ECRI) | 5769348159445 | Active | HQ
MPW0740 |  | Sphygmomanometer | Sphygmomanometers (ECRI) | Welch Allyn Inc (ECRI) | CE0297 | CE0297 | Welch Allyn Inc (ECRI) | 151120203715 | Active | HQ
MPW0741 | HQRP023 | GS Integrated Wall System | Ophthalmoscope/Otoscopes (ECRI) | Welch Allyn Inc (ECRI) | 408282 | Green Series 777 | Welch Allyn Inc (ECRI) | Not Available | Active | HQ
MPW0742 | HQRP002 | Thermometer, Electronic | Thermometers, Electronic (ECRI) | Welch Allyn Inc (ECRI) | 690 | SureTemp Plus | Welch Allyn Inc (ECRI) | Not Available | Active | HQ
MPW0743 | HQRP009 | Table, Examination/Treatment | Tables, Examination/Treatment (ECRI) | Midmark Corp (ECRI) | 204-001 | 204-001 | Midmark Corp (ECRI) | V757137 | Active | HQ
MPW0744 | HQRP001 | Light, Examination | Lights, Examination (ECRI) | Welch Allyn Inc (ECRI) | GS 300 | GS 300 | Welch Allyn Inc (ECRI) | Not Available | Active | HQ
MPW0745 | HQRP006 | Table, Examination/Treatment | Tables, Examination/Treatment (ECRI) | Midmark Corp (ECRI) | 204-001 | 204-001 | Midmark Corp (ECRI) | V757132 | Active | HQ
MPW0747 |  | Thermometer, Electronic | Thermometers, Electronic (ECRI) | Welch Allyn Inc (ECRI) | 692 | SureTemp Plus | Welch Allyn Inc (ECRI) | 19429997 | Active | HQ
MPW0748 | HQRP023 | GS Integrated Wall System | Ophthalmoscope/Otoscopes (ECRI) | Welch Allyn Inc (ECRI) | 408282 | Green Series 777 | Welch Allyn Inc (ECRI) | Not Available | Active | HQ
MPW0749 |  | Sphygmomanometer | Sphygmomanometers (ECRI) | Welch Allyn Inc (ECRI) | CE0297 | CE0297 | Welch Allyn Inc (ECRI) | 151117204785 | Active | HQ
MPW0750 | HQRP020 | Defibrillator, External, Auto | Defibrillators, External, Auto (ECRI) | ZOLL Medical Corp (ECRI) | AED Plus | AED Plus | ZOLL Medical Corp (ECRI) | X09J426109 | Active | HQ
MPW0751 |  | Scale, Floor | Scales, Floor (ECRI) | Seca NA (ECRI) | 769 | 769 | Seca NA (ECRI) | 5769342157722 | Active | HQ
MPW0752 | HQRP002 | Thermometer, Electronic | Thermometers, Electronic (ECRI) | Welch Allyn Inc (ECRI) | 690 | SureTemp Plus | Welch Allyn Inc (ECRI) | Not Available | Active | HQ
MPW0753 | HQRP023 | GS Integrated Wall System | Ophthalmoscope/Otoscopes (ECRI) | Welch Allyn Inc (ECRI) | 408282 | Green Series 777 | Welch Allyn Inc (ECRI) | Not Available | Active | HQ
MPW0754 |  | Sphygmomanometer | Sphygmomanometers (ECRI) | Welch Allyn Inc (ECRI) | CE0297 | CE0297 | Welch Allyn Inc (ECRI) | 150901092935 | Active | HQ
MPW0755 | HQRP024 | Table, Examination/Treatment | Tables, Examination/Treatment (ECRI) | Midmark Corp (ECRI) | 204-001 | 204-001 | Midmark Corp (ECRI) | V1748714 | Active | HQ
MPW0756 |  | Centrifuge, Tabletop | Centrifuges, Tabletop (ECRI) | Drucker Diagnostics (ECRI) | 642E Quest | Horizon 642E Quest | Drucker Diagnostics (ECRI) | 181113DT971 | Active | HQ
MPW0757 |  | Centrifuge, Tabletop | Centrifuges, Tabletop (ECRI) | Drucker Diagnostics (ECRI) | 642E Cardinal | 642E Cardinal | Drucker Diagnostics (ECRI) | 180613DH755 | Active | HQ
MPW0758 |  | Analyzer, Immunoassay | Analyzers, Laboratory, Immunoassay, Photometric (ECRI) | BD (ECRI) | 256066 | Veritor Plus | BD (ECRI) | 2206262J77EB0 | Active | HQ
MPW0759 |  | Scale, Floor | Scales, Floor (ECRI) | Doran Scales Inc (ECRI) | DS7060 | HandRail Scale | Doran Scales Inc (ECRI) | DS23010026 | Active | HQ
MPW0760 |  | Sphygmomanometer | Sphygmomanometers (ECRI) | Welch Allyn Inc (ECRI) | CE0050 | CE0050 | Welch Allyn Inc (ECRI) | 060412174247 | Active | HQ
MPW0761 |  | Electrocardiograph Unit | Electrocardiographs, Multichannel (ECRI) | Welch Allyn Inc (ECRI) | ELI 380 | ELI 380 | Welch Allyn Inc (ECRI) | 124250000647 | Active | HQ
MPW0762 |  | Module, Electrocardiograph | Modules, Electrocardiographs (ECRI) | Welch Allyn Inc (ECRI) | AM12 | AM12 | Welch Allyn Inc (ECRI) | 124240000359 | Active | HQ
MPW0763 |  | Sphygmomanometer | Sphygmomanometers (ECRI) | Welch Allyn Inc (ECRI) | CE0050 | CE0050 | Welch Allyn Inc (ECRI) | 060412185547 | Active | HQ
MPW0764 |  | Electrocardiograph | Electrocardiographs, Multichannel (ECRI) | GE Healthcare (ECRI) | MAC 5000 | MAC 5000 | GE Healthcare (ECRI) | SCD06233637 | Active | HQ
MPW0765 |  | Module, Electrocardiographs | Modules, Electrocardiographs (ECRI) | GE Healthcare (ECRI) | CAM-14 | CAM-14 | GE Healthcare (ECRI) | SK913204254PA | Active | HQ
MPW0766 |  | Sphygmomanometer | Sphygmomanometers (ECRI) | Welch Allyn Inc (ECRI) | CE0297 | CE0297 | Welch Allyn Inc (ECRI) | 131221071805 | Active | HQ
MPW0767 |  | Electrocardiograph Unit | Electrocardiographs, Multichannel (ECRI) | Welch Allyn Inc (ECRI) | ELI 380 | ELI 380 | Welch Allyn Inc (ECRI) | 124250000645 | Active | HQ
MPW0768 |  | Module, Electrocardiograph | Modules, Electrocardiographs (ECRI) | Welch Allyn Inc (ECRI) | AM12 | AM12 | Welch Allyn Inc (ECRI) | 124240000349 | Active | HQ
MPW0769 |  | Sphygmomanometer | Sphygmomanometers (ECRI) | Welch Allyn Inc (ECRI) | CE0050 | CE0050 | Welch Allyn Inc (ECRI) | 060107142410 | Active | HQ
MPW0770 |  | Sphygmomanometer | Sphygmomanometers (ECRI) | Welch Allyn Inc (ECRI) | CE0050 | CE0050 | Welch Allyn Inc (ECRI) | 060508150411 | Active | HQ
MPW0771 | HVHC046 CHA | Electrocardiograph | Electrocardiographs, Multichannel (ECRI) | GE Healthcare (ECRI) | MAC 5500 | MAC 5500 | GE Healthcare (ECRI) | SCD06082530PA | Active | HQ
MPW0772 |  | Module, Electrocardiographs | Modules, Electrocardiographs (ECRI) | GE Healthcare (ECRI) | CAM HD | CAM HD | GE Healthcare (ECRI) | RNC11502203PA | Active | HQ
MPW0773 |  | Defibrillator | Defibrillators (ECRI) | ZOLL Medical Corp (ECRI) | R Series Plus | R Series Plus | ZOLL Medical Corp (ECRI) | AF21G139513 | Active | HQ
MPW0774 |  | Lithium Ion Battery | Batteries (ECRI) | ZOLL Medical Corp (ECRI) | 8019-0535-01 | SurePower Battery Pk | ZOLL Medical Corp (ECRI) | AG23IAS3533 | Active | HQ
MPW0776 |  | Sphygmomanometer | Sphygmomanometers (ECRI) | Welch Allyn Inc (ECRI) | CE0297 | CE0297 | Welch Allyn Inc (ECRI) | 110317174726 | Active | HQ
MPW0777 |  | Module, Electrocardiographs | Modules, Electrocardiographs (ECRI) | GE Healthcare (ECRI) | CAM-14 | CAM-14 | GE Healthcare (ECRI) | RNC1204491PA | Active | HQ
MPW0778 |  | Pulmonary Stress Exercise | Monitoring Systems, Physiologic, Stress Exercise, Pulmonary (ECRI) | Vyaire Medical Inc (ECRI) | Vmax Encore 29c | Vmax Encore 29c | Vyaire Medical Inc (ECRI) | BEBE0076 | Active | HQ
MPW0779 |  | Exerciser, Treadmill | Exercisers, Treadmills (ECRI) | Full Vision Inc (ECRI) | TMX428 | Trackmaster | Full Vision Inc (ECRI) | FVDC-5320 | Active | HQ
MPW0780 |  | Defibrillator, External, Auto | Defibrillators, External, Auto (ECRI) | ZOLL Medical Corp (ECRI) | AED 3 | AED 3 | ZOLL Medical Corp (ECRI) | AX21H093385 | Active | HQ
MPW0781 | HQCPT031 | Exerciser, Stair/Stepper | Exercisers, Stair/Stepper (ECRI) | Nautilus Health Inc (ECRI) | 4000 PT | 4000 PT | STAIRMASTER | 100060827036 | Active | HQ
MPW0782 | HQCPT033 | Exerciser, Stair/Stepper | Exercisers, Stair/Stepper (ECRI) | Nautilus Health Inc (ECRI) | 4000 PT | 4000 PT | STAIRMASTER | 72699 | Active | HQ
MPW0783 | HQCPT043 | Exerciser, Upper/Lower Cycler | Exercisers (ECRI) | SCIFIT (ECRI) | Pro1000 | Pro1000 | SCIFIT (ECRI) | 660-011913 | Active | HQ
MPW0784 |  | Exerciser, Treadmill | Exercisers, Treadmills (ECRI) | Landice Inc (ECRI) | L7 | L7 | Landice Inc (ECRI) | L7-100935 | Active | HQ
MPW0785 |  | Exerciser, Treadmill | Exercisers, Treadmills (ECRI) | Landice Inc (ECRI) | L7 | L7 | Landice Inc (ECRI) | L7-116004 | Active | HQ
MPW0786 |  | Exerciser, Elliptical | Exercisers, Elliptical (ECRI) | Octane Fitness (ECRI) | XR6000 | XRIDE | Octane Fitness (ECRI) | F2210SP01497-01 | Active | HQ
MPW0787 |  | Exerciser, Rowing | Exercisers, Rowing (ECRI) | Life Fitness Inc (ECRI) | GER-ALLLX-102 | ROW GX | Life Fitness Inc (ECRI) | RGX180802438 | Active | HQ
MPW0788 | HQCPT047 | Exerciser, Rowing | Exercisers, Rowing (ECRI) | First Degree Fitness (ECRI) | E-520 | E-520 | First Degree Fitness (ECRI) | 120057602 | Active | HQ
MPW0789 |  | Recumbent Bicycle | Exercisers, Bicycle (ECRI) | SportsArt Fitness (ECRI) | C535R | C535R | SportsArt Fitness (ECRI) | 422987 | Active | HQ
MPW0790 |  | Exerciser, Rowing | Exercisers, Rowing (ECRI) | First Degree Fitness (ECRI) | E-550 | E-550 | First Degree Fitness (ECRI) | 220170204 | Active | HQ
MPW0791 |  | Exerciser, Stair/Stepper | Exercisers, Stair/Stepper (ECRI) | NuStep LLC (ECRI) | TRS 4000 | TRS 4000 | NuStep LLC (ECRI) | T4466994 | Active | HQ
MPW0792 | HQCPT046 | Exerciser, Rowing | Exercisers, Rowing (ECRI) | First Degree Fitness (ECRI) | E-520 | E-520 | First Degree Fitness (ECRI) | 120058002 | Active | HQ
MPW0793 |  | Sphygmomanometer | Sphygmomanometers (ECRI) | Welch Allyn Inc (ECRI) | CE0297 | CE0297 | Welch Allyn Inc (ECRI) | 110105122907 | Active | HQ
MPW0794 |  | Sphygmomanometer | Sphygmomanometers (ECRI) | Welch Allyn Inc (ECRI) | CE0050 | CE0050 | Welch Allyn Inc (ECRI) | 06328144225 | Active | HQ
MPW0795 | HQCPT004 | Exerciser, Bicycle | Exercisers, Bicycle (ECRI) | Vision Fitness (ECRI) | R2650HRT | R2650HRT | Vision Fitness (ECRI) | RB790305080012 | Active | HQ
MPW0796 | HQCPT001 | Exerciser, Rowing | Exercisers, Rowing (ECRI) | Concept 2 Inc (ECRI) | PM3 | PM3 | Concept 2 Inc (ECRI) | 30004823 | Active | HQ
MPW0797 | HQCPT012 | Exerciser, Stair/Stepper | Exercisers, Stair/Stepper (ECRI) | NuStep LLC (ECRI) | TRS 4000 | TRS 4000 | NuStep LLC (ECRI) | 425558 | Retired | HQ
MPW0798 | HQCPT013 | Exerciser, Treadmill | Exercisers, Treadmills (ECRI) | Landice Inc (ECRI) | L7 | L7 | Landice Inc (ECRI) | 06582 | Active | HQ
MPW0799 | HQCPT014 | Exerciser, Treadmill | Exercisers, Treadmills (ECRI) | Landice Inc (ECRI) | L7 | L7 | Landice Inc (ECRI) | 09163 | Active | HQ
MPW0800 | HQCPT015 | Exerciser, Treadmill | Exercisers, Treadmills (ECRI) | Landice Inc (ECRI) | L7 | L7 | Landice Inc (ECRI) | 09164 | Active | HQ
MPW0801 |  | Analyzer, Laboratory, Urine | Analyzers, Laboratory, Urine, Semiautomated (ECRI) | Siemens Healthcare (ECRI) | CLINITEK Status+ | CLINITEK Status+ | Siemens Healthcare (ECRI) | 371463 | Active | HQ
MPW0802 |  | Chair, Examination/Treatment | Chairs, Examination/Treatment (ECRI) | Midmark Corp (ECRI) | 626-005 | 626-005 | Siemens Healthcare (ECRI) | V2722491 | Active | HQ
MPW0803 |  | Footswitches | Footswitches (ECRI) | Midmark Corp (ECRI) | Not Available | Not Available | Siemens Healthcare (ECRI) | Not Available | Active | HQ
MPW0804 |  | Footswitches | Footswitches (ECRI) | Midmark Corp (ECRI) | Not Available | Not Available | Siemens Healthcare (ECRI) | Not Available | Active | HQ
MPW0805 |  | Sphygmomanometer | Sphygmomanometers (ECRI) | Welch Allyn Inc (ECRI) | CE0297 | CE0297 | Welch Allyn Inc (ECRI) | 120410101959 | Active | HQ
MPW0806 |  | GS Integrated Wall System | Ophthalmoscope/Otoscope/Vital Signs Measuring Systems (ECRI) | Welch Allyn Inc (ECRI) | 767 Series | 767 Series | Welch Allyn Inc (ECRI) | Not Available | Active | HQ
MPW0807 |  | Scale | Scales (ECRI) | Detecto Scale Co (ECRI) | Not Available | Not Available | Detecto Scale Co (ECRI) | Not Available | Active | HQ
MPW0808 |  | Scale, Floor | Scales, Floor (ECRI) | Pelstar (Health-O-Meter)(ECRI) | 1100KL | 1100KL | Pelstar (Health-O-Meter)(ECRI) | 1100E332307822 | Active | HQ
MPW0809 |  | Non-Contact Thermometer | Thermometers (ECRI) | Simzo Electronic (ECRI) | HW-F7 | HW-F7 | Simzo Electronic (ECRI) | YFB0B0050488 | Active | HQ
MPW0810 |  | Thermometer, Electronic | Thermometers, Electronic (ECRI) | Welch Allyn Inc (ECRI) | 692 | SureTemp Plus | Welch Allyn Inc (ECRI) | 12131458 | Active | HQ
MPW0811 |  | BMI ANALYZER | SCALE | Pelstar (Health-O-Meter)(ECRI) | 758C | 758C | Pelstar (Health-O-Meter)(ECRI) | E33809-0292 | Active | HQ
MPW0812 |  | Warmer, Gel | Warmers, Gel (ECRI) | Parker Laboratories Inc (ECRI) | 83-03 | Thermasonic | Parker Laboratories Inc (ECRI) | 055512BD11 | Active | HQ
MPW0813 | HQROB016 | Table, Examination/Treatment | Tables, Examination/Treatment (ECRI) | Midmark Corp (ECRI) | 223-015 | 223-015 | Midmark Corp (ECRI) | V843609 | Active | HQ
MPW0814 |  | Footswitches | Footswitches (ECRI) | Midmark Corp (ECRI) | Not Available | Not Available | Midmark Corp (ECRI) | Not Available | Active | HQ
MPW0815 | HQPOB016 | Monitor, Fetal | Monitors, Fetal (ECRI) | GE Healthcare (ECRI) | Corometrics 172 | Corometrics 172 | GE Healthcare (ECRI) | M3UV1795P | Active | HQ
MPW0816 |  | Table, Examination/Treatment | Tables, Examination/Treatment (ECRI) | Midmark Corp (ECRI) | 204-001 | 204-001 | Midmark Corp (ECRI) | V833900 | Active | HQ
MPW0817 |  | Light, Examination | Lights, Examination (ECRI) | Welch Allyn Inc (ECRI) | GS 300 | GS 300 | Welch Allyn Inc (ECRI) | Not Available | Active | HQ
MPW0818 |  | Sphygmomanometer | Sphygmomanometers (ECRI) | Welch Allyn Inc (ECRI) | CE0297 | CE0297 | Welch Allyn Inc (ECRI) | 091019105443 | Active | HQ
MPW0819 |  | GS Integrated Wall System | Ophthalmoscope/Otoscope/Vital Signs Measuring Systems (ECRI) | Welch Allyn Inc (ECRI) | 767 Series | 767 Series | Welch Allyn Inc (ECRI) | NOt Available | Active | HQ
MPW0820 |  | Thermometer, Electronic | Thermometers, Electronic (ECRI) | Welch Allyn Inc (ECRI) | 690 | SureTemp Plus | Welch Allyn Inc (ECRI) | 09450665 | Active | HQ
MPW0821 |  | Table, Examination/Treatment | Tables, Examination/Treatment (ECRI) | Midmark Corp (ECRI) | 204-011 | 204-011 | Midmark Corp (ECRI) | V2184886 | Active | HQ
MPW0822 |  | Module, Electrocardiograph | Modules, Electrocardiographs (ECRI) | Welch Allyn Inc (ECRI) | WAM | EKG WAM | Welch Allyn Inc (ECRI) | 11951000272 | Active | HQ
MPW0823 |  | Thermometer, Electronic | Thermometers, Electronic (ECRI) | Welch Allyn Inc (ECRI) | 690 | SureTemp Plus | Welch Allyn Inc (ECRI) | 13450946 | Active | HQ
MPW0824 | HQP016 | Table, Examination/Treatment | Tables, Examination/Treatment (ECRI) | Midmark Corp (ECRI) | 204-001 | 204-001 | Midmark Corp (ECRI) | V749317 | Active | HQ
MPW0825 |  | Sphygmomanometer | Sphygmomanometers (ECRI) | Welch Allyn Inc (ECRI) | CE0297 | CE0297 | Welch Allyn Inc (ECRI) | 090202141345 | Active | HQ
MPW0826 | HQP017 | GS Integrated Wall System | Ophthalmoscope/Otoscope/Vital Signs Measuring Systems (ECRI) | Welch Allyn Inc (ECRI) | 767 Series | 767 Series | Welch Allyn Inc (ECRI) | Not Available | Active | HQ
MPW0827 |  | Positive Airway Pressure Unit | Positive Airway Pressure Units, Continuous (ECRI) | ResMed Corp (ECRI) | 36010 | S9 AutoSet | ResMed Corp (ECRI) | 22201487897 | Active | HQ
MPW0828 |  | Positive Airway Pressure Unit | Positive Airway Pressure Units, Continuous (ECRI) | ResMed Corp (ECRI) | 36010 | S9 AutoSet | ResMed Corp (ECRI) | 22201135930 | Active | HQ
MPW0829 |  | Headbox | Analyzers, Physiologic, Somnography (ECRI) | Philips Respironics Inc (ECRI) | 1068693 | Alice 6 LDxS | Philips Respironics Inc (ECRI) | 210078 | Active | HQ
MPW0830 |  | Power System | Power Systems (ECRI) | Philips Respironics Inc (ECRI) | Not Available | Not Available | Philips Respironics Inc (ECRI) | A5BS01023 | Active | HQ
MPW0831 |  | Power System | Power Systems (ECRI) | Cyber Power Systems Inc (ECRI | AVRG750U | AVRg750U | Cyber Power Systems Inc (ECRI | QGRJU2005113 | Active | HQ
MPW0832 |  | Oxygen Concentrator | Oxygen Concentrators (ECRI) | Philips Respironics Inc (ECRI) | M10600 | M10600 | Philips Respironics Inc (ECRI) | 1060000029910 | Active | HQ
MPW0833 |  | Table | Tables, Imaging, Ultrasound (ECRI) | LINAK | BL141HA51400A | BL141HA51400A | LINAK | 30114762 | Active | HQ
MPW0834 |  | Exerciser | Exercisers (ECRI) | HOIST Fitness Systems (ECRI) | Not Available | Not Available | HOIST Fitness Systems (ECRI) | 98-16933 | Active | HQ
MPW0835 | ND0846 | Ultrasound Therapy System, Phy | Ultrasound Therapy Systems, Physical Therapy (ECRI) | Richmar (ECRI) | 4.7 | Theratouch 4.7 | Richmar (ECRI) | 1123981944 | Active | HQ
MPW0836 |  | Ultrasound Therapy System, Phy | Ultrasound Therapy Systems, Physical Therapy (ECRI) | Chattanoga, DJO LLC (ECRI) | 2782 | Intelect | Chattanoga, DJO LLC (ECRI) | T6315 | Retired | HQ
MPW0837 |  | Phantom | Phantoms (ECRI) | HOGGAN Scientific LLC (ECRI) | 5021 | 5021 | HOGGAN Scientific LLC (ECRI) | Not Available | Active | HQ
MPW0838 |  | Module, Electrocardiograph | Modules, Electrocardiographs (ECRI) | Welch Allyn Inc (ECRI) | WAM | EKG WAM | Welch Allyn Inc (ECRI) | 123330000036 | Active | HQ
MPW0839 |  | Scale | Scales (ECRI) | Seca NA (ECRI) | 654/655 | 654/655 | Seca NA (ECRI) | 10000001186503 | Active | HQ
MPW0840 |  | Wheelchair scale | Scales (ECRI) | Pelstar (Health-O-Meter)(ECRI) | 2600KL | 2600KL | Pelstar (Health-O-Meter)(ECRI) | 2600E2223 | Active | HQ
MPW0841 |  | Monitor, Vital Signs | Monitors, Vital Signs (ECRI) | Welch Allyn Inc (ECRI) | 75MT-B | Connex Spot Monitor | Welch Allyn Inc (ECRI) | 100099432623 | Active | HQ
MPW0842 |  | Module, Electrocardiograph | Modules, Electrocardiographs (ECRI) | Welch Allyn Inc (ECRI) | AM12 | AM12 | Welch Allyn Inc (ECRI) | 12370000547 | Active | HQ
MPW0843 |  | Module, Electrocardiograph | Modules, Electrocardiographs (ECRI) | Welch Allyn Inc (ECRI) | WAM | EKG WAM | Welch Allyn Inc (ECRI) | 119340002098 | Active | HQ
MPW0844 |  | Defibrillator, External, Auto | Defibrillators, External, Auto (ECRI) | ZOLL Medical Corp (ECRI) | AED Plus | AED Plus | ZOLL Medical Corp (ECRI) | X23J710414 | Active | HQ
MPW0845 |  | Module, Electrocardiograph | Modules, Electrocardiographs (ECRI) | Welch Allyn Inc (ECRI) | WAM | EKG WAM | Welch Allyn Inc (ECRI) | 123300001747 | Active | HQ
MPW0846 |  | Analyzer, POC, Whole Blood | Analyzers, Point-of-Care, Whole Blood (ECRI) | Abbott Laboratories Inc (ECRI) | Afinion 2 | Afinion 2 | Abbott Laboratories Inc (ECRI) | AF20063419 | Active | HQ
MPW0847 | HQM001 | Defibrillator, External, Auto | Defibrillators, External, Auto (ECRI) | ZOLL Medical Corp (ECRI) | AED Plus | AED Plus | ZOLL Medical Corp (ECRI) | X09L43352 | Active | HQ
MPW0848 |  | Electrocardiograph, Portable | Electrocardiographs, Multichannel (ECRI) | Midmark Corp (ECRI) | IQecg | IQecg | Midmark Corp (ECRI) | 484356 | Active | HQ
MPW0849 |  | Table, Examination/Treatment | Tables, Examination/Treatment (ECRI) | Midmark Corp (ECRI) | 204-001 | 204-001 | Midmark Corp (ECRI) | V1947336 | Active | HQ
MPW0850 |  | Scale, Floor | Scales, Floor (ECRI) | Pelstar (Health-O-Meter)(ECRI) | 500KL | 500KL | Pelstar (Health-O-Meter)(ECRI) | 5000142161 | Active | HQ
MPW0851 |  | Monitor, Fetal | Monitors, Fetal (ECRI) | GE Healthcare (ECRI) | Corometrics 172 | Corometrics 172 | GE Healthcare (ECRI) | SNV19240021PAS | Active | HQ
MPW0852 |  | Sphygmomanometer | Sphygmomanometers (ECRI) | Welch Allyn Inc (ECRI) | CE0297 | CE0297 | Welch Allyn Inc (ECRI) | 090119163322 | Active | HQ
MPW0853 | HQWOB007 | GS Integrated Wall System | Ophthalmoscope/Otoscope/Vital Signs Measuring Systems (ECRI) | Welch Allyn Inc (ECRI) | 767 Series | 767 Series | Welch Allyn Inc (ECRI) | 09350 | Active | HQ
MPW0854 |  | Light, Examination | Lights, Examination (ECRI) | Welch Allyn Inc (ECRI) | GS IV | GS Exam Light IV | Welch Allyn Inc (ECRI) | Not Available | Active | HQ
MPW0855 | HQWOB005 | Table, Examination/Treatment | Tables, Examination/Treatment (ECRI) | Midmark Corp (ECRI) | 204-001 | 204-001 | Midmark Corp (ECRI) | V751117 | Active | HQ
MPW0856 |  | Scale, Floor | Scales, Floor (ECRI) | Detecto Scale Co (ECRI) | 6437DHR | 6437DHR | Detecto Scale Co (ECRI) | Not Available | Active | HQ
MPW0858 |  | Positive Airway Pressure Unit | Positive Airway Pressure Units, Continuous (ECRI) | ResMed Corp (ECRI) | 36010 | S9 AutoSet | ResMed Corp (ECRI) | 22201135940 | Active | HQ
MPW0860 |  | Positive Airway Pressure Unit | Positive Airway Pressure Units, Continuous (ECRI) | Philips Healthcare (ECRI) | 1020001 | Everflo | ResMed Corp (ECRI) | 2082290 | Active | HQ
MPW0861 |  | CPU | Computers (ECRI) | Philips Healthcare (ECRI) | Not Available | Not Available | Philips Healthcare (ECRI) | Not Available | Active | HQ
MPW0862 |  | Not Available | Not Available | Cyber Power Systems Inc (ECRI | Not Available | Not Available | Cyber Power Systems Inc (ECRI | QGRJU2005116 | Active | HQ
MPW0863 |  | EEG Machine | EEG Electroencephalography Monitors (ECRI) | Philips Healthcare (ECRI) | Not Available | Not Available | Philips Healthcare (ECRI) | Not Available | Active | HQ
MPW0864 |  | Power System | Power Systems (ECRI) | Cyber Power Systems Inc (ECRI | AVRG750U | AVRg750U | Cyber Power Systems Inc (ECRI | QGRJU2005098 | Active | HQ
MPW0865 |  | CPU | EEG Electroencephalography Monitors (ECRI) | Philips Healthcare (ECRI) | Not Available | Not Available | Philips Healthcare (ECRI) | Not Available | Active | HQ
MPW0866 |  | Power System | Power Systems (ECRI) | Philips Healthcare (ECRI) | Not Available | Not Available | Philips Healthcare (ECRI) | Not Available | Active | HQ
MPW0867 |  | EEG Machine | EEG Electroencephalography Monitors (ECRI) | Philips Healthcare (ECRI) | Not Available | Not Available | Philips Healthcare (ECRI) | Not Available | Active | HQ
MPW0868 |  | Power System | Power Systems (ECRI) | Philips Healthcare (ECRI) | Not Available | Not Available | Philips Healthcare (ECRI) | A5BS08844 | Active | HQ
MPW0869 |  | Power System | Power Systems (ECRI) | Cyber Power Systems Inc (ECRI | AVRG750U | AVRg750U | Cyber Power Systems Inc (ECRI | QGRJu2005071 | Active | HQ
MPW0870 |  | EEG Machine | EEG Electroencephalography Monitors (ECRI) | Philips Healthcare (ECRI) | Not Available | Not Available | Philips Healthcare (ECRI) | Not Available | Active | HQ
MPW0871 |  | Positive Airway Pressure Unit | Positive Airway Pressure Units, Continuous (ECRI) | ResMed Corp (ECRI) | 36010 | S9 AutoSet | ResMed Corp (ECRI) | 22201135935 | Active | HQ
MPW0872 |  | Power System | Power Systems (ECRI) | Philips Healthcare (ECRI) | Not Available | Not Available | Philips Healthcare (ECRI) | A5BS08555 | Active | HQ
MPW0873 |  | Power System | Power Systems (ECRI) | Cyber Power Systems Inc (ECRI | AVRG750U | AVRg750U | Cyber Power Systems Inc (ECRI | QGRJU2005026 | Active | HQ
MPW0874 |  | EEg Machine | EEG Electroencephalography Monitors (ECRI) | Philips Healthcare (ECRI) | Not Available | Not Available | Philips Healthcare (ECRI) | Not Available | Active | HQ
MPW0875 |  | Not Available | Not Available | Philips Respironics Inc (ECRI) | 1109581 | 1109581 | Philips Respironics Inc (ECRI) | L18294229ACB6 | Active | HQ
MPW0876 |  | Power System | Power Systems (ECRI) | Philips Respironics Inc (ECRI) | Not Available | Not Available | Philips Respironics Inc (ECRI) | A5BS19732 | Active | HQ
MPW0877 |  | Power System | Power Systems (ECRI) | Cyber Power Systems Inc (ECRI | AVRG750U | AVRg750U | Cyber Power Systems Inc (ECRI | QGRJU2004966 | Active | HQ
MPW0878 |  | Scale, Infant | Scales, Infant (ECRI) | Seca NA (ECRI) | 354 | seca 354 | Seca NA (ECRI) | 218354168211144 | Active | HQ
MPW0879 |  | Module, Electrocardiograph | Modules, Electrocardiographs (ECRI) | Welch Allyn Inc (ECRI) | WAM | EKG WAM | Welch Allyn Inc (ECRI) | 121260001126 | Active | HQ
MPW0880 |  | Thermometer, Electronic | Thermometers, Electronic (ECRI) | Welch Allyn Inc (ECRI) | 690 | SureTemp Plus | Welch Allyn Inc (ECRI) | 16352955 | Active | HQ
MPW0881 |  | Oximeter, Pulse | Oximeters, Pulse (ECRI) | Masimo Corp (ECRI) | Rad-G | Rad-G | Masimo Corp (ECRI) | 6000031288 | Active | HQ
MPW0882 |  | Thermometer, Ear | Thermometers, Electronic, Ear (ECRI) | Welch Allyn Inc (ECRI) | Pro 6000 | Braun ThermoScan | Welch Allyn Inc (ECRI) | Not Available | Active | HQ
MPW0883 |  | Thermometer, Electronic | Thermometers, Electronic (ECRI) | Welch Allyn Inc (ECRI) | 690 | SureTemp Plus | Welch Allyn Inc (ECRI) | 0524884 | Active | HQ
MPW0884 |  | Scale, Infant | Scales, Infant (ECRI) | Pelstar (Health-O-Meter)(ECRI) | 553KL | 553KL | Pelstar (Health-O-Meter)(ECRI) | 553009281 | Active | HQ
MPW0885 |  | Scale, Floor | Scales, Floor (ECRI) | Pelstar (Health-O-Meter)(ECRI) | 500KL | 500KL | Pelstar (Health-O-Meter)(ECRI) | 5004023-250080 | Active | HQ
MPW0886 |  | Thermometer, Infrared | Thermometers, Electronic, Infrared (ECRI) | MedSource Labs (ECRI) | MS-131001 | MS-131001 | MedSource Labs (ECRI) | M68200546179 | Active | HQ
MPW0887 |  | Table, Examination/Treatment | Tables, Examination/Treatment (ECRI) | Midmark Corp (ECRI) | 204-011 | 204-011 | Midmark Corp (ECRI) | V2673395 | Active | HQ
MPW0888 |  | Chair, Examination/Treatment | Chairs, Examination/Treatment (ECRI) | Midmark Corp (ECRI) | 626-003 | 626-003 | Midmark Corp (ECRI) | V2177858 | Active | HQ
MPW0889 |  | Footswitches | Footswitches (ECRI) | Midmark Corp (ECRI) | Not Available | Not Available | Midmark Corp (ECRI) | Not Available | Active | HQ
MPW0890 |  | Footswitches | Footswitches (ECRI) | Midmark Corp (ECRI) | Not Available | Not Available | Midmark Corp (ECRI) | Not Available | Active | HQ
MPW0891 |  | Chair, Examination/Treatment | Chairs, Examination/Treatment (ECRI) | Midmark Corp (ECRI) | 626-003 | 626-003 | Midmark Corp (ECRI) | V2177861 | Active | HQ
MPW0892 |  | Footswitches | Footswitches (ECRI) | Midmark Corp (ECRI) | Not Available | Not Available | Midmark Corp (ECRI) | Not Available | Active | HQ
MPW0893 |  | Footswitches | Footswitches (ECRI) | Midmark Corp (ECRI) | Not Available | Not Available | Midmark Corp (ECRI) | Not Available | Active | HQ
MPW0894 |  | Scale, Floor | Scales, Floor (ECRI) | Seca NA (ECRI) | 769 | 769 | Seca NA (ECRI) | 10000000284344 | Active | HQ
MPW0895 |  | Sterilizing Unit | Sterilizing Units (ECRI) | STERIS Corp (ECRI) | 300 | 300 | STERIS Corp (ECRI) | SD32948 | Active | HQ
MPW0896 |  | Table, Examination/Treatment | Tables, Examination/Treatment (ECRI) | Midmark Corp (ECRI) | 204-011 | 204-011 | Midmark Corp (ECRI) | V2184966 | Active | HQ
MPW0897 |  | Sphygmomanometer | Sphygmomanometers (ECRI) | Welch Allyn Inc (ECRI) | CE0297 | CE0297 | Welch Allyn Inc (ECRI) | 190719110715 | Active | HQ
MPW0898 |  | GS Integrated Wall System | Ophthalmoscope/Otoscopes (ECRI) | Welch Allyn Inc (ECRI) | 901093 | Green Series 777 | Welch Allyn Inc (ECRI) | Not Available | Active | HQ
MPW0899 |  | Thermometer, Electronic | Thermometers, Electronic (ECRI) | Welch Allyn Inc (ECRI) | 690 | SureTemp Plus | Welch Allyn Inc (ECRI) | 19204767 | Active | HQ
MPW0900 |  | Chair, Examination, Podiatry | Chairs, Examination/Treatment, Podiatry (ECRI) | Midmark Corp (ECRI) | 646-001 | 646-001 | Midmark Corp (ECRI) | V2569562 | Active | HQ
MPW0901 |  | Scale, Floor | Scales, Floor (ECRI) | Pelstar (Health-O-Meter)(ECRI) | 500KL | 500KL | Pelstar (Health-O-Meter)(ECRI) | 5004421215984 | Active | HQ
MPW0902 |  | Chair, Examination/Treatment | Chairs, Examination/Treatment (ECRI) | Midmark Corp (ECRI) | 626-001 | 626-001 | Midmark Corp (ECRI) | V2730929 | Active | HQ
MPW0903 |  | Sphygmomanometer, Aneroid | Sphygmomanometers, Aneroid (ECRI) | Welch Allyn Inc (ECRI) | 7670-01 | 7670-01 | Welch Allyn Inc (ECRI) | 151116174475 | Active | HQ
MPW0904 | HQRP023 | GS Integrated Wall System | Ophthalmoscope/Otoscopes (ECRI) | Welch Allyn Inc (ECRI) | 901093 | Green Series 777 | Welch Allyn Inc (ECRI) | Not Available | Active | HQ
MPW0905 | HQRP002 | Thermometer, Electronic | Thermometers, Electronic (ECRI) | Welch Allyn Inc (ECRI) | 690 | SureTemp Plus | Welch Allyn Inc (ECRI) | Not Available | Active | HQ
MPW0906 |  | Hand Control | Hand/Remote Control (ECRI) | Midmark Corp (ECRI) | 9A677001 | 626 Hand Control | Midmark Corp (ECRI) | Not Available | Active | HQ
MPW0907 |  | Footswitch | Footswitches (ECRI) | Midmark Corp (ECRI) | 9A677002 | 626 Foot Control | Midmark Corp (ECRI) | Not Available | Active | HQ
MPW0908 |  | Scale, Infant | Scales, Infant (ECRI) | Seca NA (ECRI) | 354 | seca 354 | Seca NA (ECRI) | 8354100230586 | Active | HQ
MPW0909 | HQRP024 | Table, Examination/Treatment | Tables, Examination/Treatment (ECRI) | Midmark Corp (ECRI) | 204-001 | 204-001 | Midmark Corp (ECRI) | V1696265 | Active | HQ
MPW0910 |  | Scale, Floor | Scales, Floor (ECRI) | Seca NA (ECRI) | 769 | 769 | Seca NA (ECRI) | 5769339157087 | Active | HQ
MPW0911 | HQRP023 | GS Integrated Wall System | Ophthalmoscope/Otoscopes (ECRI) | Welch Allyn Inc (ECRI) | 901093 | Green Series 777 | Welch Allyn Inc (ECRI) | Not Available | Active | HQ
MPW0912 |  | Sphygmomanometer, Aneroid | Sphygmomanometers, Aneroid (ECRI) | Welch Allyn Inc (ECRI) | 7670-01 | 7670-01 | Welch Allyn Inc (ECRI) | 190913115445 | Active | HQ
MPW0913 | HQRP002 | Thermometer, Electronic | Thermometers, Electronic (ECRI) | Welch Allyn Inc (ECRI) | 690 | SureTemp Plus | Welch Allyn Inc (ECRI) | Not Available | Active | HQ
MPW0914 |  | Scale, Floor | Scales, Floor (ECRI) | Seca NA (ECRI) | 769 | 769 | Seca NA (ECRI) | 5769339157102 | Active | HQ
MPW0915 | HQRP024 | Table, Examination/Treatment | Tables, Examination/Treatment (ECRI) | Midmark Corp (ECRI) | 204-001 | 204-001 | Midmark Corp (ECRI) | V1693446 | Active | HQ
MPW0916 |  | Sphygmomanometer | Sphygmomanometers (ECRI) | Welch Allyn Inc (ECRI) | CE0297 | CE0297 | Welch Allyn Inc (ECRI) | 151123114305 | Active | HQ
MPW0917 | HQRP023 | GS Integrated Wall System | Ophthalmoscope/Otoscopes (ECRI) | Welch Allyn Inc (ECRI) | 901093 | Green Series 777 | Welch Allyn Inc (ECRI) | Not Available | Active | HQ
MPW0918 | HQRP002 | Thermometer, Electronic | Thermometers, Electronic (ECRI) | Welch Allyn Inc (ECRI) | 690 | SureTemp Plus | Welch Allyn Inc (ECRI) | Not Available | Active | HQ
MPW0919 | HQRP025 | Light, Examination | Lights, Examination (ECRI) | Brewer Co (ECRI) | 15100 | 15100 | Brewer Co (ECRI) | BI0013474 | Active | HQ
MPW0920 |  | Module, Electrocardiograph | Modules, Electrocardiographs (ECRI) | Welch Allyn Inc (ECRI) | AM12 | AM12 | Welch Allyn Inc (ECRI) | 122370000571 | Active | HQ
MPW0921 |  | Module, Electrocardiograph | Modules, Electrocardiographs (ECRI) | Welch Allyn Inc (ECRI) | AM12 | AM12 | Welch Allyn Inc (ECRI) | 122370000560 | Active | HQ
MPW0922 | HQRP013 | Table, Examination/Treatment | Tables, Examination/Treatment, Adjustable (ECRI) | Midmark Corp (ECRI) | 623-008 | 623-008 | Midmark Corp (ECRI) | V702120 | Active | HQ
MPW0923 |  | Footswitch | Footswitches (ECRI) | Midmark Corp (ECRI) | 002-0763-00 | 623 Foot Control | Midmark Corp (ECRI) | Not Available | Active | HQ
MPW0924 |  | Scale, Floor | Scales, Floor (ECRI) | Seca NA (ECRI) | 769 | 769 | Seca NA (ECRI) | 5769348159452 | Active | HQ
MPW0925 |  | Sphygmomanometer, Aneroid | Sphygmomanometers, Aneroid (ECRI) | Welch Allyn Inc (ECRI) | 7670-01 | 7670-01 | Welch Allyn Inc (ECRI) | 151123194695 | Active | HQ
MPW0926 | HQRP023 | GS Integrated Wall System | Ophthalmoscope/Otoscopes (ECRI) | Welch Allyn Inc (ECRI) | 901093 | Green Series 777 | Welch Allyn Inc (ECRI) | Not Available | Active | HQ
MPW0927 | HQRP002 | Thermometer, Electronic | Thermometers, Electronic (ECRI) | Welch Allyn Inc (ECRI) | 690 | SureTemp Plus | Welch Allyn Inc (ECRI) | Not Available | Active | HQ
MPW0928 | HQRP017 | Light, Examination | Lights, Examination (ECRI) | Brewer Co (ECRI) | 15100 | 15100 | Brewer Co (ECRI) | BI0013472 | Active | HQ
MPW0929 |  | Scale, Floor | Scales, Floor (ECRI) | Seca NA (ECRI) | 769 | 769 | Seca NA (ECRI) | 5769342157721 | Active | HQ
MPW0930 | HQRP024 | Table, Examination/Treatment | Tables, Examination/Treatment (ECRI) | Midmark Corp (ECRI) | 204-001 | 204-001 | Midmark Corp (ECRI) | V1693437 | Active | HQ
MPW0931 |  | Sphygmomanometer, Aneroid | Sphygmomanometers, Aneroid (ECRI) | Welch Allyn Inc (ECRI) | 7670-01 | 7670-01 | Welch Allyn Inc (ECRI) | 151123064605 | Active | HQ
MPW0932 |  | GS Integrated Wall System | Ophthalmoscope/Otoscopes (ECRI) | Welch Allyn Inc (ECRI) | 901093 | Green Series 777 | Welch Allyn Inc (ECRI) | Not Available | Active | HQ
MPW0933 | HQRP002 | Thermometer, Electronic | Thermometers, Electronic (ECRI) | Welch Allyn Inc (ECRI) | 690 | SureTemp Plus | Welch Allyn Inc (ECRI) | Not Available | Active | HQ
MPW0934 |  | Suction Unit | Suction Units (ECRI) | SSCOR Inc (ECRI) | 2314 | Duet | SSCOR Inc (ECRI) | M46762 | Active | HQ
MPW0935 |  | Defibrillator | Defibrillators (ECRI) | ZOLL Medical Corp (ECRI) | R Series Plus | R Series Plus | ZOLL Medical Corp (ECRI) | AF21G140192 | Active | HQ
MPW0936 |  | Lithium Ion Battery | Batteries (ECRI) | ZOLL Medical Corp (ECRI) | 8019-0535-01 | SurePower Battery Pk | ZOLL Medical Corp (ECRI) | AG23FAS2762 | Active | HQ
MPW0937 |  | Cardiac Trigger Monitor | Monitors, Physiologic, Multipurpose, Bedside, Modular (ECRI) | Ivy Biomedical Systems (ECRI) | 3000 | 3000 | Ivy Biomedical Systems (ECRI) | 0511262 | Active | HQ
MPW0938 |  | Infusion Pump | Infusion Pumps (ECRI) | Baxter Healthcare Corp (ECRI) | 3570009 | Spectrum IQ | Baxter Healthcare Corp (ECRI) | 3657027 | Active | HQ
MPW0939 |  | Sphygmomanometer, Electronic | Sphygmomanometers, Electronic, Automatic, Oscillometric (ECRI) | Omron Healthcare Inc (ECRI) | HEM-907XL | IntelliSense | Omron Healthcare Inc (ECRI) | 20190500109AF | Active | HQ
MPW0940 |  | Infusion Pump | Infusion Pumps (ECRI) | Baxter Healthcare Corp (ECRI) | 3570009 | Spectrum IQ | Baxter Healthcare Corp (ECRI) | 3656812 | Active | HQ
MPW0941 |  | Cardiac Trigger Monitor | Monitors, Physiologic, Multipurpose, Bedside, Modular (ECRI) | Ivy Biomedical Systems (ECRI) | 3000 | 3000 | Ivy Biomedical Systems (ECRI) | 0510300 | Active | HQ
MPW0942 |  | Refrigerator | Refrigerators (ECRI) | Follett LLC (ECRI) | REF1 | REF1 | Follett LLC (ECRI) | R35728 | Active | HQ
MPW0943 |  | Monitor, Vital Signs | Monitors, Vital Signs (ECRI) | Welch Allyn Inc (ECRI) | 68NXTX | Connex 6000 Series | Welch Allyn Inc (ECRI) | 100068972523 | Active | HQ
MPW0944 |  | Stress Exercise, Cardiac | Stress Exercise, Cardiac (ECRI) | Welch Allyn Inc (ECRI) | TM55 | Q-Stress | Cardiac Science Corp (ECRI) | 11040076149 | Active | HQ
MPW0945 |  | Stress Exercise, Cardiac | Stress Exercise, Cardiac (ECRI) | Welch Allyn Inc (ECRI) | Q-Stress | Q-Stress | Cardiac Science Corp (ECRI) | 1.14290221304 | Active | HQ
MPW0946 |  | Sphygmomanometer, Aneroid | Sphygmomanometers, Aneroid (ECRI) | Henry Schein Inc (ECRI) | CE0473 | CE0473 | Henry Schein Inc (ECRI) | 21011491 | Active | HQ
MPW0947 |  | Stress Exercise, Cardiac | Stress Exercise, Cardiac (ECRI) | Welch Allyn Inc (ECRI) | TM55 | Q-Stress | Cardiac Science Corp (ECRI) | 11040082364 | Active | HQ
MPW0948 |  | Stress Exercise, Cardiac | Stress Exercise, Cardiac (ECRI) | Cardiac Science Corp (ECRI) | TCR1K | Quinton Q-Stress | Cardiac Science Corp (ECRI) | QS008672 | Active | HQ
MPW0949 |  | Monitor, Vital Signs | Monitors, Vital Signs (ECRI) | Welch Allyn Inc (ECRI) | 68NXTX | Connex 6000 Series | Welch Allyn Inc (ECRI) | 100061242622 | Active | HQ
MPW0950 |  | Sphygmomanometer, Aneroid | Sphygmomanometers, Aneroid (ECRI) | Henry Schein Inc (ECRI) | CE0473 | CE0473 | Henry Schein Inc (ECRI) | 21011495 | Active | HQ
MPW0951 |  | Stress Exercise, Cardiac | Stress Exercise, Cardiac (ECRI) | Full Vision Inc (ECRI) | TMX425 | TrackMaster | Full Vision Inc (ECRI) | 12276 | Active | HQ
MPW0952 |  | Warmer, Gel | Warmers, Gel (ECRI) | Parker Laboratories Inc (ECRI) | 83-03 | Thermasonic | Parker Laboratories Inc (ECRI) | 100502CA11 | Active | HQ
MPW0953 |  | Detector, Fetal Heart | Detectors, Fetal Heart (ECRI) | McKesson Medical-Surg (ECRI) | 1160 | LUMEON | McKesson Medical-Surg (ECRI) | 06130986 | Active | HQ
MPW0954 |  | Monitor, Blood Pressure | Monitors, Blood Pressure (ECRI) | Welch Allyn Inc (ECRI) | H-BP100SBP | H-BP100SBP | Welch Allyn Inc (ECRI) | BA8334210901582D | Active | HQ
MPW0955 |  | Warmer, Gel | Warmers, Gel (ECRI) | Parker Laboratories Inc (ECRI) | 83-03 | Thermasonic | Parker Laboratories Inc (ECRI) | 038507CA11 | Active | HQ
MPW0956 |  | Sphygmomanometer, Aneroid | Sphygmomanometers, Aneroid (ECRI) | Welch Allyn Inc (ECRI) | 7670-01 | Tycos | Welch Allyn Inc (ECRI) | 060224114907 | Active | HQ
MPW0957 |  | Table, Imaging, Ultrasound | Tables, Imaging, Ultrasound (ECRI) | Medical Positioning Inc (ECRI) | 272 | EchoTable | Medical Positioning Inc (ECRI) | 0808654 | Active | HQ
MPW0958 |  | Hand/Remote Control | Hand/Remote Control (ECRI) | Medical Positioning Inc (ECRI) | TH2 | TH2 | Medical Positioning Inc (ECRI) | 202101070162 | Active | HQ
MPW0959 |  | Warmer, Gel | Warmers, Gel (ECRI) | Parker Laboratories Inc (ECRI) | 83-03 | Thermasonic | Parker Laboratories Inc (ECRI) | 036507CA11 | Active | HQ
MPW0960 |  | Monitor, Blood Pressure | Monitors, Blood Pressure (ECRI) | A&D Medical (ECRI) | UA-651BLE | UA-651BLE | A&D Medical (ECRI) | 5200807901 | Active | HQ
MPW0961 |  | Sphygmomanometer, Aneroid | Sphygmomanometers, Aneroid (ECRI) | Welch Allyn Inc (ECRI) | 7670-01 | Tycos | Welch Allyn Inc (ECRI) | 0107201663 | Active | HQ
MPW0962 |  | Table, Imaging, Ultrasound | Tables, Imaging, Ultrasound (ECRI) | Medical Positioning Inc (ECRI) | 2272 | EchoTable | Medical Positioning Inc (ECRI) | 799587 | Active | HQ
MPW0963 |  | Hand/Remote Control | Hand/Remote Control (ECRI) | Heritage Medical (ECRI) | EHA24-21B40N-000 | EHA24-21B40N-000 | Heritage Medical (ECRI) | Not Available | Active | HQ
MPW0964 |  | Reader, Radiofrequency Identif | Readers, Radiofrequency Identification Tags (ECRI) | Lantheus Medical Imaging (ECRI | VMIX2 | VIALMIX RFID | Lantheus Medical Imaging (ECRI | 2227300228 | Active | HQ
MPW0965 |  | Sphygmomanometer, Aneroid | Sphygmomanometers, Aneroid (ECRI) | Welch Allyn Inc (ECRI) | 7670-01 | 7670-01 | Welch Allyn Inc (ECRI) | 241009124240 | Active | HQ
MPW0966 |  | Stress Exercise, Cardiac | Stress Exercise, Cardiac (ECRI) | Cardiac Science Corp (ECRI) | TCR-1000 | Quinton Q-Stress | Cardiac Science Corp (ECRI) | 114290221303 | Active | HQ
MPW0967 |  | Stress Exercise, Cardiac | Stress Exercise, Cardiac (ECRI) | Welch Allyn Inc (ECRI) | TM55 | Q-Stress | Cardiac Science Corp (ECRI) | 11040076141 | Active | HQ
MPW0968 |  | Table, Examination/Treatment, | Tables, Examination/Treatment, Adjustable (ECRI) | Medical Positioning Inc (ECRI) | 283 | EchoTable | Medical Positioning Inc (ECRI) | 0809523 | Active | HQ
MPW0969 |  | Table, Examination/Treatment | Tables, Examination/Treatment (ECRI) | Dynatronics Corp (ECRI) | Not Available | Not Available | Dynatronics Corp (ECRI) | 002521 | Retired | HQ
MPW0970 |  | Monitor, Bedside, Electrocardi | Monitors, Bedside, Electrocardiography (ECRI) | Ivy Biomedical Systems (ECRI) | 7600 | Cardiac Trigger | Ivy Biomedical Systems (ECRI) | 24030416 | Active | HQ
MPW0971 |  | Warmer, Gel | Warmers, Gel (ECRI) | Parker Laboratories Inc (ECRI) | 83-03 | Thermasonic | Parker Laboratories Inc (ECRI) | 191509BJ11 | Active | HQ
MPW0972 |  | Detector, Blood Flow, Ultrason | Detectors, Blood Flow, Ultrasonic (ECRI) | Cooper Surgical Inc (ECRI) | L150A | LifeDop | Cooper Surgical Inc (ECRI) | 2023040015 | Active | HQ
MPW0973 |  | Monitor, Blood Pressure | Monitors, Blood Pressure (ECRI) | A&D Medical (ECRI) | UA-651BLE | UA-651BLE | A&D Medical (ECRI) | 5200808017 | Active | HQ
MPW0974 |  | Sphygmomanometer | Sphygmomanometers (ECRI) | McKesson Medical-Surg (ECRI) | Not Available | Not Available | McKesson Medical-Surg (ECRI) | Not Available | Active | HQ
MPW0975 |  | Table, Imaging, Ultrasound | Tables, Imaging, Ultrasound (ECRI) | Biodex Medical Systems (ECRI) | 058-700 | Echo Pro Table | Biodex Medical Systems (ECRI) | 16080619 | Active | HQ
MPW0976 |  | Hand/Remote Control | Hand/Remote Control (ECRI) | Biodex Medical Systems (ECRI) | 192002301 | 192002301 | Biodex Medical Systems (ECRI) | 201601110148 | Active | HQ
MPW0977 |  | Sphygmomanometer, Aneroid | Sphygmomanometers, Aneroid (ECRI) | Henry Schein Inc (ECRI) | CE0473 | CE0473 | Henry Schein Inc (ECRI) | 9010678 | Active | HQ
MPW0978 |  | Warmer, Gel | Warmers, Gel (ECRI) | Parker Laboratories Inc (ECRI) | 83-03 | Thermasonic | Parker Laboratories Inc (ECRI) | 192509BJ11 | Active | HQ
MPW0979 |  | Monitor, Blood Pressure | Monitors, Blood Pressure (ECRI) | A&D Medical (ECRI) | UA-651BLE | UA-651BLE | A&D Medical (ECRI) | 5220804708 | Active | HQ
MPW0980 |  | Table, Imaging, Ultrasound | Tables, Imaging, Ultrasound (ECRI) | Medical Positioning Inc (ECRI) | 2272 | EchoTable | Medical Positioning Inc (ECRI) | 797910 | Active | HQ
MPW0981 |  | Hand/Remote Control | Hand/Remote Control (ECRI) | Medical Positioning Inc (ECRI) | Not Available | Not Available | Medical Positioning Inc (ECRI) | Not Available | Active | HQ
MPW0982 |  | Scale, Platform, Electronic | Scales, Platform, Electronic (ECRI) | Detecto Scale Co (ECRI) | 758C | 758C | Detecto Scale Co (ECRI) | E14309-0183 | Active | HQ
MPW0983 | HQP002 | Table, Examination/Treatment | Tables, Examination/Treatment, Adjustable (ECRI) | Midmark Corp (ECRI) | 623-008 | 623-008 | Midmark Corp (ECRI) | V690790 | Active | HQ
MPW0984 |  | Sphygmomanometer, Aneroid | Sphygmomanometers, Aneroid (ECRI) | Welch Allyn Inc (ECRI) | 7670-01 | Tycos | Welch Allyn Inc (ECRI) | 090202144146 | Active | HQ
MPW0985 | HQP001 | GS Integrated Wall System | Ophthalmoscope/Otoscopes (ECRI) | Welch Allyn Inc (ECRI) | 77710 | Green Series 777 | Welch Allyn Inc (ECRI) | 4673 | Active | HQ
MPW0986 |  | Thermometer, Electronic | Thermometers, Electronic (ECRI) | Welch Allyn Inc (ECRI) | 690 | SureTemp Plus | Welch Allyn Inc (ECRI) | 23080294 | Active | HQ
MPW0987 |  | Hand/Remote Control | Hand/Remote Control (ECRI) | Midmark Corp (ECRI) | 9A677001 | 626 Hand Control | Midmark Corp (ECRI) | Not Available | Active | HQ
MPW0988 |  | Footswitch | Footswitches (ECRI) | Midmark Corp (ECRI) | 002-0763-00 | 623 Foot Control | Midmark Corp (ECRI) | Not Available | Active | HQ
MPW0989 | HQP005 | Table, Examination/Treatment | Tables, Examination/Treatment (ECRI) | Midmark Corp (ECRI) | 204-001 | 204-001 | Midmark Corp (ECRI) | V747141 | Active | HQ
MPW0990 |  | Sphygmomanometer, Aneroid | Sphygmomanometers, Aneroid (ECRI) | Welch Allyn Inc (ECRI) | 7670-01 | Tycos | Welch Allyn Inc (ECRI) | 090202132231 | Active | HQ
MPW0991 | HQP004 | GS Integrated Wall System | Ophthalmoscope/Otoscopes (ECRI) | Welch Allyn Inc (ECRI) | 77710 | Green Series 777 | Welch Allyn Inc (ECRI) | 4249 | Active | HQ
MPW0992 | HQP003 | Thermometer, Electronic | Thermometers, Electronic (ECRI) | Welch Allyn Inc (ECRI) | 690 | SureTemp Plus | Welch Allyn Inc (ECRI) | 09150982 | Active | HQ
MPW0993 |  | Analyzer, Laboratory, Urine | Analyzers, Laboratory, Urine, Semiautomated (ECRI) | Siemens Healthcare (ECRI) | CLINITEK Status+ | CLINITEK Status+ | Siemens Healthcare (ECRI) | 217347 | Active | HQ
MPW0994 |  | Analyzer, POC, Whole Blood | Analyzers, Point-of-Care, Whole Blood (ECRI) | Abbott Laboratories Inc (ECRI) | Afinion 2 | Afinion 2 | Abbott Laboratories Inc (ECRI) | AF20041819 | Active | HQ
MPW0995 |  | Universal Printer | Printers (ECRI) | Alere Medical Inc (ECRI) | BTP-L560 | BTP-L560 | Alere Medical Inc (ECRI) | 2011A703650 | Active | HQ
MPW0996 | HQP033 | Defibrillator, External, Auto | Defibrillators, External, Auto (ECRI) | ZOLL Medical Corp (ECRI) | AED Plus | AED Plus | ZOLL Medical Corp (ECRI) | X10A435249 | Active | HQ
MPW0997 | HQP011 | Table, Examination/Treatment | Tables, Examination/Treatment, Adjustable (ECRI) | Midmark Corp (ECRI) | 204-002 | 204-002 | Midmark Corp (ECRI) | V641130 | Active | HQ
MPW0998 |  | Sphygmomanometer, Aneroid | Sphygmomanometers, Aneroid (ECRI) | Welch Allyn Inc (ECRI) | 7670-01 | Tycos | Welch Allyn Inc (ECRI) | 090202132351 | Active | HQ
MPW0999 | HQP010 | GS Integrated Wall System | Ophthalmoscope/Otoscopes (ECRI) | Welch Allyn Inc (ECRI) | 77710 | Green Series 777 | Welch Allyn Inc (ECRI) | 4163 | Active | HQ
MPW1000 |  | Thermometer, Electronic | Thermometers, Electronic (ECRI) | Welch Allyn Inc (ECRI) | 690 | SureTemp Plus | Welch Allyn Inc (ECRI) | 23092831 | Active | HQ
MPW1001 | HQCPT005 | Exerciser | Exercisers (ECRI) | TuffStuff Fitness (ECRI) | Apollo 5 | Apollo 5 | TuffStuff Fitness (ECRI) | PT01-2832 | Active | HQ
MPW1002 | HQCPT045 | Recumbent Bicycle | Exercisers, Bicycle (ECRI) | SportsArt Fitness (ECRI) | C521R | C521R | SportsArt Fitness (ECRI) | 4000604 | Active | HQ
MPW1003 |  | Recumbent Bicycle | Exercisers, Bicycle (ECRI) | SportsArt Fitness (ECRI) | C535R | C535R | SportsArt Fitness (ECRI) | 422976 | Active | HQ
MPW1004 |  | Exerciser, Elliptical | Exercisers, Elliptical (ECRI) | SCIFIT (ECRI) | REX7000 | REX7000 | SCIFIT (ECRI) | 900-007673 | Active | HQ
MPW1005 |  | Exerciser, Bicycle, Upright | Exercisers, Bicycle, Upright (ECRI) | SCIFIT (ECRI) | ISO7000 | ISO7000 | SCIFIT (ECRI) | 472-000219 | Active | HQ
MPW1006 | HQCPT044 | Exerciser, Upper/Lower Cycler | Exercisers (ECRI) | SCIFIT (ECRI) | Pro1000 | Pro1000 | SCIFIT (ECRI) | 670-007897 | Active | HQ
MPW1007 | HQCPT010 | Exerciser, Stair/Stepper | Exercisers, Stair/Stepper (ECRI) | NuStep LLC (ECRI) | TRS 4000 | TRS 4000 | NuStep LLC (ECRI) | 434099 | Active | HQ
MPW1008 |  | Recumbent Cross Trainer | Exercisers, Stair/Stepper (ECRI) | NuStep LLC (ECRI) | T4 | NuStep T4R | NuStep LLC (ECRI) | T4463692 | Active | HQ
MPW1009 | HQCPT022 | Exerciser, Bicycle | Exercisers, Bicycle (ECRI) | Vision Fitness (ECRI) | E3600HRT | E3600HRT | Vision Fitness (ECRI) | CB580305040147 | Active | HQ
MPW1010 |  | Exerciser, Elliptical | Exercisers, Elliptical (ECRI) | SCIFIT (ECRI) | REX7000 | REX7000 | SCIFIT (ECRI) | 990-009090 | Active | HQ
MPW1011 | HQCPT023 | Exerciser, Stair/Stepper | Exercisers, Stair/Stepper (ECRI) | NuStep LLC (ECRI) | TRS 4000 | TRS 4000 | NuStep LLC (ECRI) | 425561 | Active | HQ
MPW1012 | HQCPT021 | Exerciser, Stair/Stepper | Exercisers, Stair/Stepper (ECRI) | NuStep LLC (ECRI) | TRS 4000 | TRS 4000 | NuStep LLC (ECRI) | 434094 | Active | HQ
MPW1013 |  | Exerciser, Upper/Lower Cycler | Exercisers (ECRI) | SCIFIT (ECRI) | PRO1 | PRO1 | SCIFIT (ECRI) | 670-013012 | Active | HQ
MPW1014 |  | Exerciser, Bicycle | Exercisers, Bicycle (ECRI) | Schwinn Fitness (ECRI) | Airdyne | Airdyne | Schwinn Fitness (ECRI) | 100625PRO18230605 | Active | HQ
MPW1015 |  | Sphygmomanometer | Sphygmomanometers (ECRI) | Welch Allyn Inc (ECRI) | CE0297 | CE0297 | Welch Allyn Inc (ECRI) | 090202142944 | Active | HQ
MPW1016 | HQP028 | GS Integrated Wall System | Ophthalmoscope/Otoscope/Vital Signs Measuring Systems (ECRI) | Welch Allyn Inc (ECRI) | 767 Series | 767 Series | Welch Allyn Inc (ECRI) | Not Available | Active | HQ
MPW1017 | HQP005 | Table, Examination/Treatment | Tables, Examination/Treatment (ECRI) | Midmark Corp (ECRI) | 204 | 204 | Midmark Corp (ECRI) | V747152 | Retired | HQ
MPW1018 |  | Thermometer, Electronic | Thermometers, Electronic (ECRI) | Welch Allyn Inc (ECRI) | 690 | SureTemp Plus | Welch Allyn Inc (ECRI) | 24367138 | Active | HQ
MPW1020 |  | Centrifuge, Tabletop | Centrifuges, Tabletop (ECRI) | Drucker Diagnostics (ECRI) | 642E Quest | Horizon 642E Quest | Drucker Diagnostics (ECRI) | 210713GT291 | Active | HQ
MPW1021 |  | Centrifuge, Tabletop | Centrifuges, Tabletop (ECRI) | Drucker Diagnostics (ECRI) | 642E Quest | Horizon 642E Quest | Drucker Diagnostics (ECRI) | 520509-393 | Active | HQ
MPW1022 |  | Thermometer, Electronic | Thermometers, Electronic (ECRI) | Welch Allyn Inc (ECRI) | 690 | SureTemp Plus | Welch Allyn Inc (ECRI) | 24367441 | Active | HQ
MPW1023 | HQP021 | Table, Examination/Treatment | Tables, Examination/Treatment (ECRI) | Midmark Corp (ECRI) | 204 | 204 | Midmark Corp (ECRI) | V747154 | Active | HQ
MPW1024 | HQP022 | GS Integrated Wall System | Ophthalmoscope/Otoscope/Vital Signs Measuring Systems (ECRI) | Welch Allyn Inc (ECRI) | 767 Series | 767 Series | Welch Allyn Inc (ECRI) | Not Available | Active | HQ
MPW1025 |  | Sphygmomanometer | Sphygmomanometers (ECRI) | Welch Allyn Inc (ECRI) | CE0297 | CE0297 | Welch Allyn Inc (ECRI) | 090202141029 | Active | HQ
MPW1026 |  | Thermometer, Electronic | Thermometers, Electronic (ECRI) | Welch Allyn Inc (ECRI) | 690 | SureTemp Plus | Welch Allyn Inc (ECRI) | 09150217 | Active | HQ
MPW1027 | HQP014 | Table, Examination/Treatment | Tables, Examination/Treatment (ECRI) | Midmark Corp (ECRI) | 204 | 204 | Midmark Corp (ECRI) | V747149 | Active | HQ
MPW1028 |  | Light, Examination | Lights, Examination (ECRI) | Midmark Corp (ECRI) | 253-012 | 253-012 | Midmark Corp (ECRI) | V2019004 | Active | HQ
MPW1029 |  | Chair, Examination/Treatment | Chairs, Examination/Treatment (ECRI) | Midmark Corp (ECRI) | 225-002 | 225-002 | Midmark Corp (ECRI) | V2007172 | Active | HQ
MPW1030 |  | Footswitches | Footswitches (ECRI) | Midmark Corp (ECRI) | Not Available | Not Available | Midmark Corp (ECRI) | Not Available | Active | HQ
MPW1031 |  | GS Integrated Wall System | Ophthalmoscope/Otoscopes (ECRI) | Welch Allyn Inc (ECRI) | 901093 | Green Series 777 | Welch Allyn Inc (ECRI) | Not Available | Active | HQ
MPW1032 |  | Sphygmomanometer | Sphygmomanometers (ECRI) | Welch Allyn Inc (ECRI) | CE0297 | CE0297 | Welch Allyn Inc (ECRI) | 180221125675 | Active | HQ
MPW1033 |  | Thermometer, Electronic | Thermometers, Electronic (ECRI) | Welch Allyn Inc (ECRI) | 690 | SureTemp Plus | Welch Allyn Inc (ECRI) | 181197168 | Active | HQ
MPW1034 |  | Table, Examination/Treatment | Tables, Examination/Treatment (ECRI) | Midmark Corp (ECRI) | 204-011 | 204-011 | Midmark Corp (ECRI) | V2185030 | Active | HQ
MPW1035 |  | Scale, Floor | Scales, Floor (ECRI) | Seca NA (ECRI) | 769 | 769 | Seca NA (ECRI) | 5769100188500 | Active | HQ
MPW1036 |  | Sphygmomanometer | Sphygmomanometers (ECRI) | Welch Allyn Inc (ECRI) | CE0297 | CE0297 | Welch Allyn Inc (ECRI) | 180531224495 | Active | HQ
MPW1037 |  | Scale, Floor | Scales, Floor (ECRI) | Seca NA (ECRI) | 769 | 769 | Seca NA (ECRI) | 5769100188506 | Active | HQ
MPW1038 |  | Digital Scale | Scales (ECRI) | Seca NA (ECRI) | 2001814003 | 2001814003 | Seca NA (ECRI) | 180601165915 | Active | HQ
MPW1039 |  | GS Integrated Wall System | Ophthalmoscope/Otoscopes (ECRI) | Welch Allyn Inc (ECRI) | 901093 | Green Series 777 | Welch Allyn Inc (ECRI) | Not Available | Active | HQ
MPW1040 |  | Table, Examination/Treatment | Tables, Examination/Treatment (ECRI) | Midmark Corp (ECRI) | 204-011 | 204-011 | Midmark Corp (ECRI) | V2012144 | Active | HQ
MPW1041 |  | Light, Examination | Lights, Examination (ECRI) | Midmark Corp (ECRI) | 253-012 | 253-012 | Midmark Corp (ECRI) | V2019052 | Active | HQ
MPW1043 |  | Scale, Floor | Scales, Floor (ECRI) | Detecto Scale Co (ECRI) | MV1 | MedVue | Detecto Scale Co (ECRI) | E21924-0069 | Active | HQ
MPW1044 |  | Microscope, Laboratory | Microscopes, Laboratory (ECRI) | Seiler Instrument (ECRI) | SeilerScope | SeilerScope | Seiler Instrument (ECRI) | 1704649 | Active | HQ
MPW1045 |  | Scale, Floor | Scales, Floor (ECRI) | Seca NA (ECRI) | 769 | 769 | Seca NA (ECRI) | 5769071188859 | Active | HQ
MPW1046 |  | Chair, Examination/Treatment | Chairs, Examination/Treatment (ECRI) | Midmark Corp (ECRI) | 225-002 | 225-002 | Midmark Corp (ECRI) | V2010645 | Active | HQ
MPW1047 |  | Footswitches | Footswitches (ECRI) | Midmark Corp (ECRI) | Not Available | Not Available | Midmark Corp (ECRI) | Not Available | Active | HQ
MPW1048 |  | Colposcope | Colposcopes (ECRI) | Cooper Surgical Inc (ECRI) | ZoomScope | ZoomScope | Cooper Surgical Inc (ECRI) | 906043 | Active | HQ
MPW1049 |  | Electrosurgical Unit | Electrosurgical Units, Monopolar (ECRI) | Cooper Surgical Inc (ECRI) | LP-10-120 | LEEP Precision | Cooper Surgical Inc (ECRI) | 2018090018 | Active | HQ
MPW1050 |  | Thermometer, Electronic | Thermometers, Electronic (ECRI) | Welch Allyn Inc (ECRI) | 690 | SureTemp Plus | Welch Allyn Inc (ECRI) | 18092346 | Active | HQ
MPW1051 |  | GS Integrated Wall System | Ophthalmoscope/Otoscopes (ECRI) | Welch Allyn Inc (ECRI) | 901093 | Green Series 777 | Welch Allyn Inc (ECRI) | Not Available | Active | HQ
MPW1052 |  | Sphygmomanometer | Sphygmomanometers (ECRI) | Welch Allyn Inc (ECRI) | CE0297 | CE0297 | Welch Allyn Inc (ECRI) | 171016152435 | Active | HQ
MPW1053 |  | Light, Examination | Lights, Examination (ECRI) | STERIS Corp (ECRI) | HexaLux | HexaLux | STERIS Corp (ECRI) | Not Available | Active | HQ
MPW1054 |  | Chair, Examination/Treatment | Chairs, Examination/Treatment (ECRI) | Midmark Corp (ECRI) | 225-002 | 225-002 | Midmark Corp (ECRI) | V2010591 | Active | HQ
MPW1055 |  | Footswitches | Footswitches (ECRI) | Midmark Corp (ECRI) | Not Available | Not Available | Midmark Corp (ECRI) | Not Available | Active | HQ
MPW1056 |  | Sphygmomanometer | Sphygmomanometers (ECRI) | Welch Allyn Inc (ECRI) | CE0297 | CE0297 | Welch Allyn Inc (ECRI) | 180221121195 | Active | HQ
MPW1057 |  | GS Integrated Wall System | Ophthalmoscope/Otoscopes (ECRI) | Welch Allyn Inc (ECRI) | 901093 | Green Series 777 | Welch Allyn Inc (ECRI) | Not Available | Active | HQ
MPW1058 |  | Thermometer, Electronic | Thermometers, Electronic (ECRI) | Welch Allyn Inc (ECRI) | 690 | SureTemp Plus | Welch Allyn Inc (ECRI) | 18186714 | Active | HQ
MPW1060 |  | Table, Examination/Treatment | Tables, Examination/Treatment (ECRI) | Midmark Corp (ECRI) | 204-001 | 204-001 | Midmark Corp (ECRI) | V1996384 | Active | HQ
MPW1061 |  | Sphygmomanometer | Sphygmomanometers (ECRI) | Welch Allyn Inc (ECRI) | CE0297 | CE0297 | Welch Allyn Inc (ECRI) | 180221130805 | Active | HQ
MPW1062 |  | GS Integrated Wall System | Ophthalmoscope/Otoscopes (ECRI) | Welch Allyn Inc (ECRI) | 901093 | Green Series 777 | Welch Allyn Inc (ECRI) | Not Available | Active | HQ
MPW1063 |  | Thermometer, Electronic | Thermometers, Electronic (ECRI) | Welch Allyn Inc (ECRI) | 690 | SureTemp Plus | Welch Allyn Inc (ECRI) | 18186663 | Active | HQ
MPW1064 |  | Warmer, Gel | Warmers, Gel (ECRI) | Whitehall Mfg Div (ECRI) | EBW2 | EBW2 | Whitehall Mfg Div (ECRI) | 113135 | Active | HQ
MPW1065 |  | Defibrillator, External, Auto | Defibrillators, External, Auto (ECRI) | ZOLL Medical Corp (ECRI) | AED Plus | AED Plus | ZOLL Medical Corp (ECRI) | X14D671383 | Active | HQ
MPW1066 |  | Sphygmomanometer, Electronic | Sphygmomanometers, Electronic, Automatic, Oscillometric (ECRI) | Omron Healthcare Inc (ECRI) | HEM-907XL | IntelliSense | Omron Healthcare Inc (ECRI) | 20220800050AF | Active | HQ
MPW1067 |  | Scale, Floor | Scales, Floor (ECRI) | Seca NA (ECRI) | 769 | 769 | Seca NA (ECRI) | 5769100188502 | Active | HQ
MPW1068 | HQH006 | Table, Examination/Treatment | Tables, Examination/Treatment (ECRI) | Midmark Corp (ECRI) | 204-001 | 204-001 | Midmark Corp (ECRI) | V651394 | Active | HQ
MPW1069 |  | Light, Examination | Lights, Examination (ECRI) | Midmark Corp (ECRI) | 253-012 | 253-012 | Midmark Corp (ECRI) | V2019029 | Active | HQ
MPW1070 |  | Sphygmomanometer | Sphygmomanometers (ECRI) | Welch Allyn Inc (ECRI) | CE0297 | CE0297 | Welch Allyn Inc (ECRI) | 171019212915 | Active | HQ
MPW1071 |  | GS Integrated Wall System | Ophthalmoscope/Otoscopes (ECRI) | Welch Allyn Inc (ECRI) | 901093 | Green Series 777 | Welch Allyn Inc (ECRI) | Not Available | Active | HQ
MPW1072 |  | Thermometer, Electronic | Thermometers, Electronic (ECRI) | Welch Allyn Inc (ECRI) | 690 | SureTemp Plus | Welch Allyn Inc (ECRI) | 18185964 | Active | HQ
MPW1073 |  | Monitor, Fetal | Monitors, Fetal (ECRI) | GE Healthcare (ECRI) | Corometrics 172 | Corometrics 172 | GE Healthcare (ECRI) | SNV19220077PAS | Active | HQ
MPW1074 |  | Scale, Floor | Scales, Floor (ECRI) | Pelstar (Health-O-Meter)(ECRI) | 1100KL | 1100KL | Pelstar (Health-O-Meter)(ECRI) | K110000116 | Active | HQ
MPW1075 |  | Scale, Infant | Scales, Infant (ECRI) | Seca NA (ECRI) | 354 | seca 354 | Seca NA (ECRI) | 8354071230035 | Active | HQ
MPW1076 |  | Microscope, Laboratory | Microscopes, Laboratory (ECRI) | Seiler Instrument (ECRI) | WESTLAB | WESTLAB | Seiler Instrument (ECRI) | 9904958 | Active | HQ
MPW1077 |  | Sterilizing Unit, Tabletop | Sterilizing Units, Steam, Tabletop (ECRI) | Midmark Corp (ECRI) | M11 | M11 UltraClave | Midmark Corp (ECRI) | V742409 | Active | HQ
MPW1078 |  | Sphygmomanometer, Electronic | Sphygmomanometers, Electronic, Automatic, Oscillometric (ECRI) | Omron Healthcare Inc (ECRI) | HEM-907XL | IntelliSense | Omron Healthcare Inc (ECRI) | 20230500479AF | Active | HQ
MPW1079 | HQWOB022 | Table, Examination/Treatment | Tables, Examination/Treatment (ECRI) | Midmark Corp (ECRI) | 204-001 | 204-001 | Midmark Corp (ECRI) | V751109 | Active | HQ
MPW1080 |  | Light, Examination | Lights, Examination (ECRI) | Welch Allyn Inc (ECRI) | GS IV | GS Exam Light IV | Welch Allyn Inc (ECRI) | Not Available | Active | HQ
MPW1081 |  | Sphygmomanometer | Sphygmomanometers (ECRI) | Welch Allyn Inc (ECRI) | CE0297 | CE0297 | Welch Allyn Inc (ECRI) | 080416150640 | Active | HQ
MPW1082 | HQWOB024 | GS Integrated Wall System | Ophthalmoscope/Otoscope/Vital Signs Measuring Systems (ECRI) | Welch Allyn Inc (ECRI) | 767 Series | 767 Series | Welch Allyn Inc (ECRI) | 08269 | Active | HQ
MPW1083 | HQWOB044 | GS Integrated Wall System | Ophthalmoscope/Otoscope/Vital Signs Measuring Systems (ECRI) | Welch Allyn Inc (ECRI) | 767 Series | 767 Series | Welch Allyn Inc (ECRI) | 09093 | Active | HQ
MPW1084 |  | Sphygmomanometer | Sphygmomanometers (ECRI) | Welch Allyn Inc (ECRI) | CE0297 | CE0297 | Welch Allyn Inc (ECRI) | 091029085956 | Active | HQ
MPW1085 |  | Light, Examination | Lights, Examination (ECRI) | Welch Allyn Inc (ECRI) | GS IV | GS Exam Light IV | Welch Allyn Inc (ECRI) | Not Available | Active | HQ
MPW1086 | HQWOB032 | Table, Examination/Treatment | Tables, Examination/Treatment (ECRI) | Midmark Corp (ECRI) | 204-001 | 204-001 | Midmark Corp (ECRI) | V751116 | Active | HQ
MPW1087 | HQWOB028 | Thermometer, Electronic | Thermometers, Electronic (ECRI) | Welch Allyn Inc (ECRI) | 690 | SureTemp Plus | Welch Allyn Inc (ECRI) | 07417258 | Active | HQ
MPW1088 |  | Sphygmomanometer | Sphygmomanometers (ECRI) | Welch Allyn Inc (ECRI) | CE0050 | CE0050 | Welch Allyn Inc (ECRI) | 101020182638 | Active | HQ
MPW1089 | HQWOB018 | GS Integrated Wall System | Ophthalmoscope/Otoscope/Vital Signs Measuring Systems (ECRI) | Welch Allyn Inc (ECRI) | 767 Series | 767 Series | Welch Allyn Inc (ECRI) | 10295 | Active | HQ
MPW1090 | HQWOB019 | Thermometer, Electronic | Thermometers, Electronic (ECRI) | Welch Allyn Inc (ECRI) | 690 | SureTemp Plus | Welch Allyn Inc (ECRI) | 10200383 | Active | HQ
MPW1091 |  | Light, Examination | Lights, Examination (ECRI) | Welch Allyn Inc (ECRI) | GS IV | GS Exam Light IV | Welch Allyn Inc (ECRI) | Not Available | Active | HQ
MPW1092 | HQWOB020 | Table, Examination/Treatment | Tables, Examination/Treatment (ECRI) | Midmark Corp (ECRI) | 204-001 | 204-001 | Midmark Corp (ECRI) | V751112 | Active | HQ
MPW1093 | HQWOB040 | Table, Examination/Treatment | Tables, Examination/Treatment, Adjustable (ECRI) | Midmark Corp (ECRI) | 623-007 | 623-007 | Midmark Corp (ECRI) | V106383 | Active | HQ
MPW1094 |  | Footswitches | Footswitches (ECRI) | Midmark Corp (ECRI) | Not Available | Not Available | Midmark Corp (ECRI) | Not Available | Active | HQ
MPW1095 |  | Sphygmomanometer | Sphygmomanometers (ECRI) | Welch Allyn Inc (ECRI) | CE0297 | CE0297 | Welch Allyn Inc (ECRI) | 101021081427 | Active | HQ
MPW1096 |  | GS Integrated Wall System | Ophthalmoscope/Otoscope/Vital Signs Measuring Systems (ECRI) | Welch Allyn Inc (ECRI) | 767 Series | 767 Series | Welch Allyn Inc (ECRI) | Not Available | Active | HQ
MPW1097 | HQWOB025 | Thermometer, Electronic | Thermometers, Electronic (ECRI) | Welch Allyn Inc (ECRI) | 690 | SureTemp Plus | Welch Allyn Inc (ECRI) | 08390849 | Active | HQ
MPW1098 |  | GS Integrated Wall System | Ophthalmoscope/Otoscopes (ECRI) | Welch Allyn Inc (ECRI) | 408282 | Green Series 777 | Welch Allyn Inc (ECRI) | Not Available | Active | HQ
MPW1099 |  | Light, Examination | Lights, Examination (ECRI) | Welch Allyn Inc (ECRI) | GS IV | GS Exam Light IV | Welch Allyn Inc (ECRI) | Not Available | Active | HQ
MPW1100 | HQWOB015 | Colposcope | Colposcopes (ECRI) | Cooper Surgical Inc (ECRI) | 1H | ColpoStar | Cooper Surgical Inc (ECRI) | 6006307/0110006 | Active | HQ
MPW1101 |  | Monitor, Telemetric | Monitors, Telemetric, Electrocardiography (ECRI) | ScottCare Cardio Corp (ECRI) | Innovo | Innovo | ScottCare Cardio Corp (ECRI) | 324654 | Active | HQ
MPW1102 |  | Monitor, Telemetric | Monitors, Telemetric, Electrocardiography (ECRI) | ScottCare Cardio Corp (ECRI) | Innovo | Innovo | ScottCare Cardio Corp (ECRI) | Not Available | Active | HQ
MPW1103 |  | Monitor, Telemetric | Monitors, Telemetric, Electrocardiography (ECRI) | ScottCare Cardio Corp (ECRI) | Not Available | Not Available | ScottCare Cardio Corp (ECRI) | Not Available | Active | HQ
MPW1104 | HQCPT006 | Exerciser, Upper/Lower Cycler | Exercisers (ECRI) | SCIFIT (ECRI) | Pro1000 | Pro1000 | SCIFIT (ECRI) | 660-005436 | Active | HQ
MPW1105 | HQCS003 | Table, Examination/Treatment | Tables, Examination/Treatment (ECRI) | Midmark Corp (ECRI) | 307-002 | 307-002 | Midmark Corp (ECRI) | GZ001379 | Active | HQ
MPW1106 |  | Sphygmomanometer | Sphygmomanometers (ECRI) | Welch Allyn Inc (ECRI) | Tycos | Tycos | Welch Allyn Inc (ECRI) | 0012011312 | Active | HQ
MPW1107 |  | Sphygmomanometer | Sphygmomanometers (ECRI) | Welch Allyn Inc (ECRI) | Tycos | Tycos | Welch Allyn Inc (ECRI) | 180118095825 | Active | HQ
MPW1108 |  | Sphygmomanometer | Sphygmomanometers (ECRI) | Welch Allyn Inc (ECRI) | Tycos | Tycos | Welch Allyn Inc (ECRI) | 180118095495 | Active | HQ
MPW1109 | HQCS002 | Table, Examination/Treatment | Tables, Examination/Treatment (ECRI) | Midmark Corp (ECRI) | 100-035 | 100-035 | Midmark Corp (ECRI) | KC019192 | Active | HQ
MPW1110 |  | Sphygmomanometer | Sphygmomanometers (ECRI) | Welch Allyn Inc (ECRI) | Tycos | Tycos | Welch Allyn Inc (ECRI) | 110054263 | Active | HQ
MPW1111 | HQCS003 | Table, Examination/Treatment | Tables, Examination/Treatment (ECRI) | Midmark Corp (ECRI) | 100-035 | 100-035 | Midmark Corp (ECRI) | KC018643 | Active | HQ
MPW1112 |  | Sphygmomanometer | Sphygmomanometers (ECRI) | Welch Allyn Inc (ECRI) | Tycos | Tycos | Welch Allyn Inc (ECRI) | 110052995 | Active | HQ
MPW1113 |  | Electrocardiograph | Electrocardiographs, Multichannel (ECRI) | GE Healthcare (ECRI) | MAC 5500 | MAC 5500 | GE Healthcare (ECRI) | SKJ14473672PA | Active | HQ
MPW1114 |  | Module, Electrocardiographs | Modules, Electrocardiographs (ECRI) | GE Healthcare (ECRI) | CAM HD | CAM HD | GE Healthcare (ECRI) | RNC19220074PA | Active | HQ
MPW1115 |  | Scale, Floor | Scales, Floor (ECRI) | Doran Scales Inc (ECRI) | DS7060 | HandRail Scale | Doran Scales Inc (ECRI) | DS205300088 | Active | HQ
MPW1116 | HQCS001 | Table, Examination/Treatment | Tables, Examination/Treatment (ECRI) | Midmark Corp (ECRI) | 100-035 | 100-035 | Midmark Corp (ECRI) | KC014837 | Active | HQ
MPW1117 |  | Sphygmomanometer | Sphygmomanometers (ECRI) | Welch Allyn Inc (ECRI) | Tycos | Tycos | Welch Allyn Inc (ECRI) | 110052992 | Active | HQ
MPW1118 | HQCS004 | Light, Examination | Lights, Examination (ECRI) | Burton Medical LLC (ECRI) | 0102110 | 0102110 | Burton Medical LLC (ECRI) | FOP001653 | Active | HQ
MPW1119 | HQCS005 | Defibrillator, External, Auto | Defibrillators, External, Auto (ECRI) | ZOLL Medical Corp (ECRI) | AED Plus | AED Plus | ZOLL Medical Corp (ECRI) | X10A435245 | Active | HQ
MPW1120 |  | Electrocardiograph Unit | Electrocardiographs, Multichannel (ECRI) | Welch Allyn Inc (ECRI) | ELI 280 | ELI 280 | Welch Allyn Inc (ECRI) | 114350228-760 | Active | HQ
MPW1121 |  | Module, Electrocardiograph | Modules, Electrocardiographs (ECRI) | Welch Allyn Inc (ECRI) | WAM | EKG WAM | Welch Allyn Inc (ECRI) | 114310222821 | Active | HQ
MPW1122 | HQH008 | Defibrillator, External, Auto | Defibrillators, External, Auto (ECRI) | ZOLL Medical Corp (ECRI) | AED Plus | AED Plus | ZOLL Medical Corp (ECRI) | X09L433600 | Active | HQ
MPW1123 |  | Universal Printer | Printers (ECRI) | Alere Medical Inc (ECRI) | BTP-L560 | BTP-L560 | Alere Medical Inc (ECRI) | 2011A704027 | Active | HQ
MPW1124 |  | Analyzer, POC, Whole Blood | Analyzers, Point-of-Care, Whole Blood (ECRI) | Abbott Laboratories Inc (ECRI) | Afinion 2 | Afinion 2 | Abbott Laboratories Inc (ECRI) | AF20041998 | Active | HQ
MPW1125 |  | Analyzer, Laboratory | Analyzers, Laboratory, Immunoassay, Photometric (ECRI) | BD (ECRI) | Veritor Plus | Veritor Plus | BD (ECRI) | 2302213J09BA0 | Active | HQ
MPW1126 |  | Centrifuge, Tabletop | Centrifuges, Tabletop (ECRI) | Drucker Diagnostics (ECRI) | 642E Cardinal | 642E Cardinal | Drucker Diagnostics (ECRI) | 180613DG463 | Active | HQ
MPW1127 |  | Centrifuge, Tabletop | Centrifuges, Tabletop (ECRI) | Drucker Diagnostics (ECRI) | 642E Cardinal | 642E Cardinal | Drucker Diagnostics (ECRI) | 180613DH758 | Active | HQ
MPW1128 |  | Scale, Floor | Scales, Floor (ECRI) | Seca NA (ECRI) | 769 | 769 | Seca NA (ECRI) | 5769100188496 | Active | HQ
MPW1129 |  | Ophthalmoscope/Otoscope | Ophthalmoscope/Otoscopes (ECRI) | Welch Allyn Inc (ECRI) | 901093 | Green Series 777 | Welch Allyn Inc (ECRI) | V2011380 | Active | HQ
MPW1130 |  | Battery/Dock Charger | Battery/Dock Chargers (ECRI) | Welch Allyn Inc (ECRI) | 71110 | 71110 | Welch Allyn Inc (ECRI) | Not Available | Active | HQ
MPW1131 |  | Light, Examination | Lights, Examination (ECRI) | Welch Allyn Inc (ECRI) | GS 300 | GS 300 | Welch Allyn Inc (ECRI) | Not Available | Active | HQ
MPW1132 |  | Footswitches | Footswitches (ECRI) | Midmark Corp (ECRI) | Not Available | Not Available | Midmark Corp (ECRI) | Not Available | Active | HQ
MPW1133 |  | Light, Examination | Lights, Examination, Stand-Alone (ECRI) | STERIS Corp (ECRI) | 1945241 | 1945241 | STERIS Corp (ECRI) | 2518H001355816 | Active | HQ
MPW1134 |  | Sphygmomanometer | Sphygmomanometers (ECRI) | Welch Allyn Inc (ECRI) | Tycos | Tycos | Welch Allyn Inc (ECRI) | 171019213905 | Active | HQ
MPW1135 |  | Ophthalmoscope/Otoscope | Ophthalmoscope/Otoscopes (ECRI) | Welch Allyn Inc (ECRI) | 901093 | Green Series 777 | Welch Allyn Inc (ECRI) | Not Available | Active | HQ
MPW1136 |  | Thermometer, Electronic | Thermometers, Electronic (ECRI) | Welch Allyn Inc (ECRI) | 690 | SureTemp Plus | Welch Allyn Inc (ECRI) | 18090385 | Active | HQ
MPW1137 |  | Scale, Floor | Scales, Floor (ECRI) | Seca NA (ECRI) | 769 | 769 | Seca NA (ECRI) | 5769301179744 | Active | HQ
MPW1138 |  | Battery/Dock Charger | Battery/Dock Chargers (ECRI) | Welch Allyn Inc (ECRI) | 71110 | 71110 | Welch Allyn Inc (ECRI) | Not Available | Active | HQ
MPW1139 |  | Light, Examination | Lights, Examination (ECRI) | STERIS Corp (ECRI) | 1945241 | 1945241 | STERIS Corp (ECRI) | 2518H001355824 | Active | HQ
MPW1140 |  | Sphygmomanometer | Sphygmomanometers (ECRI) | Welch Allyn Inc (ECRI) | Tycos | Tycos | Welch Allyn Inc (ECRI) | 180221151015 | Active | HQ
MPW1141 |  | Ophthalmoscope/Otoscope | Ophthalmoscope/Otoscopes (ECRI) | Welch Allyn Inc (ECRI) | 901093 | Green Series 777 | Welch Allyn Inc (ECRI) | Not Available | Active | HQ
MPW1142 |  | Table, Examination/Treatment | Tables, Examination/Treatment (ECRI) | Midmark Corp (ECRI) | 204 | 204 | Midmark Corp (ECRI) | V1850671 | Active | HQ
MPW1143 |  | Sphygmomanometer | Sphygmomanometers (ECRI) | Hillrom Co Inc (ECRI) | Not Available | Not Available | Hillrom Co Inc (ECRI) | 210831145350 | Active | HQ
MPW1144 |  | Light, Examination | Lights, Examination (ECRI) | Welch Allyn Inc (ECRI) | GS 300 | GS 300 | Welch Allyn Inc (ECRI) | Not Available | Active | HQ
MPW1145 |  | Sphygmomanometer | Sphygmomanometers (ECRI) | Welch Allyn Inc (ECRI) | Tycos | Tycos | Welch Allyn Inc (ECRI) | 171019214775 | Active | HQ
MPW1146 |  | Ophthalmoscope/Otoscope | Ophthalmoscope/Otoscopes (ECRI) | Welch Allyn Inc (ECRI) | 901093 | Green Series 777 | Welch Allyn Inc (ECRI) | Not Available | Active | HQ
MPW1147 |  | Thermometer, Electronic | Thermometers, Electronic (ECRI) | Welch Allyn Inc (ECRI) | 690 | SureTemp Plus | Welch Allyn Inc (ECRI) | 18090045 | Active | HQ
MPW1148 |  | Table, Examination/Treatment | Tables, Examination/Treatment (ECRI) | Midmark Corp (ECRI) | 204-011 | 204-011 | Midmark Corp (ECRI) | v2012152 | Active | HQ
MPW1149 |  | Light, Examination | Lights, Examination (ECRI) | Welch Allyn Inc (ECRI) | GS 300 | GS 300 | Welch Allyn Inc (ECRI) | Not Available | Active | HQ
MPW1150 |  | Scale, Floor | Scales, Floor (ECRI) | Seca NA (ECRI) | 769 | 769 | Seca NA (ECRI) | 5769071188862 | Active | HQ
MPW1151 |  | Light, Examination | Lights, Examination (ECRI) | Welch Allyn Inc (ECRI) | GS 300 | GS 300 | Welch Allyn Inc (ECRI) | Not Available | Active | HQ
MPW1152 |  | Table, Examination/Treatment | Tables, Examination/Treatment (ECRI) | Midmark Corp (ECRI) | 204-011 | 204-011 | Midmark Corp (ECRI) | V1996264 | Active | HQ
MPW1153 |  | Scale, Floor | Scales, Floor (ECRI) | Seca NA (ECRI) | 769 | 769 | Seca NA (ECRI) | 5769071188860 | Active | HQ
MPW1154 |  | Sphygmomanometer | Sphygmomanometers (ECRI) | Welch Allyn Inc (ECRI) | Tycos | Tycos | Welch Allyn Inc (ECRI) | 171019213345 | Active | HQ
MPW1155 |  | Ophthalmoscope/Otoscope | Ophthalmoscope/Otoscopes (ECRI) | Welch Allyn Inc (ECRI) | 901093 | Green Series 777 | Welch Allyn Inc (ECRI) | Not Available | Active | HQ
MPW1156 | HQRP007 | Thermometer, Electronic | Thermometers, Electronic (ECRI) | Welch Allyn Inc (ECRI) | 690 | SureTemp Plus | Welch Allyn Inc (ECRI) | 09200416 | Retired | HQ
MPW1157 |  | Scale, Floor | Scales, Floor (ECRI) | Seca NA (ECRI) | 769 | 769 | Seca NA (ECRI) | 5769071188863 | Active | HQ
MPW1158 |  | Table, Examination/Treatment | Tables, Examination/Treatment (ECRI) | Midmark Corp (ECRI) | 204-011 | 204-011 | Midmark Corp (ECRI) | V1996253 | Active | HQ
MPW1159 |  | Light, Examination | Lights, Examination (ECRI) | Welch Allyn Inc (ECRI) | GS 300 | GS 300 | Welch Allyn Inc (ECRI) | Not Available | Active | HQ
MPW1160 |  | Sphygmomanometer | Sphygmomanometers (ECRI) | Welch Allyn Inc (ECRI) | Tycos | Tycos | Welch Allyn Inc (ECRI) | 171019213455 | Active | HQ
MPW1161 |  | Ophthalmoscope/Otoscope | Ophthalmoscope/Otoscopes (ECRI) | Welch Allyn Inc (ECRI) | Not Available | Not Available | Welch Allyn Inc (ECRI) | Not Available | Active | HQ
MPW1162 |  | Thermometer, Electronic | Thermometers, Electronic (ECRI) | Welch Allyn Inc (ECRI) | 690 | SureTemp Plus | Welch Allyn Inc (ECRI) | 18197169 | Active | HQ
MPW1163 |  | Table, Examination/Treatment | Tables, Examination/Treatment (ECRI) | Midmark Corp (ECRI) | 204-011 | 204-011 | Midmark Corp (ECRI) | V2012249 | Active | HQ
MPW1164 |  | Scale, Floor | Scales, Floor (ECRI) | Seca NA (ECRI) | 769 | 769 | Seca NA (ECRI) | 5769100188509 | Active | HQ
MPW1165 |  | Sphygmomanometer | Sphygmomanometers (ECRI) | Welch Allyn Inc (ECRI) | Tycos | Tycos | Welch Allyn Inc (ECRI) | 170221081715 | Active | HQ
MPW1166 |  | Ophthalmoscope/Otoscope | Ophthalmoscope/Otoscopes (ECRI) | Welch Allyn Inc (ECRI) | Not Available | Not Available | Welch Allyn Inc (ECRI) | Not Available | Active | HQ
MPW1167 |  | Ophthalmoscope/Otoscope | Ophthalmoscope/Otoscopes (ECRI) | Welch Allyn Inc (ECRI) | 901093 | Green Series 777 | Welch Allyn Inc (ECRI) | Not Available | Retired | HQ
MPW1168 |  | Thermometer, Electronic | Thermometers, Electronic (ECRI) | Welch Allyn Inc (ECRI) | 690 | SureTemp Plus | Welch Allyn Inc (ECRI) | 18185994 | Active | HQ
MPW1169 |  | Sphygmomanometer | Sphygmomanometers (ECRI) | Hillrom Co Inc (ECRI) | Not Available | Not Available | Hillrom Co Inc (ECRI) | 240626064100 | Active | HQ
MPW1170 | HQH017 | Table, Examination/Treatment | Tables, Examination/Treatment, Adjustable (ECRI) | Midmark Corp (ECRI) | 623-007 | 623-007 | Midmark Corp (ECRI) | V813988 | Active | HQ
MPW1171 |  | Light, Examination | Lights, Examination (ECRI) | Welch Allyn Inc (ECRI) | GS 300 | GS 300 | Welch Allyn Inc (ECRI) | Not Available | Active | HQ
MPW1172 |  | Sphygmomanometer | Sphygmomanometers (ECRI) | Welch Allyn Inc (ECRI) | Tycos | Tycos | Welch Allyn Inc (ECRI) | 171019211055 | Active | HQ
MPW1173 |  | Ophthalmoscope/Otoscope | Ophthalmoscope/Otoscopes (ECRI) | Welch Allyn Inc (ECRI) | 901093 | Green Series 777 | Welch Allyn Inc (ECRI) | Not Available | Active | HQ
MPW1174 |  | Thermometer, Electronic | Thermometers, Electronic (ECRI) | Welch Allyn Inc (ECRI) | 690 | SureTemp Plus | Welch Allyn Inc (ECRI) | 12051687 | Active | HQ
MPW1175 |  | Footswitches | Footswitches (ECRI) | Midmark Corp (ECRI) | Not Available | Not Available | Midmark Corp (ECRI) | Not Available | Active | HQ
MPW1176 |  | Scale, Floor | Scales, Floor (ECRI) | Seca NA (ECRI) | 769 | 769 | Seca NA (ECRI) | 5769071188856 | Active | HQ
MPW1177 | HQH011 | Table, Examination/Treatment | Tables, Examination/Treatment, Adjustable (ECRI) | Midmark Corp (ECRI) | 204-002 | 204-002 | Midmark Corp (ECRI) | V651017 | Active | HQ
MPW1178 |  | Scale, Floor | Scales, Floor (ECRI) | Seca NA (ECRI) | 769 | 769 | Seca NA (ECRI) | 5769289175640 | Active | HQ
MPW1179 |  | Sphygmomanometer | Sphygmomanometers (ECRI) | Welch Allyn Inc (ECRI) | Tycos | Tycos | Welch Allyn Inc (ECRI) | 171019214555 | Active | HQ
MPW1180 |  | Ophthalmoscope/Otoscope | Ophthalmoscope/Otoscopes (ECRI) | Welch Allyn Inc (ECRI) | 901093 | Green Series 777 | Welch Allyn Inc (ECRI) | Not Available | Active | HQ
MPW1181 |  | Thermometer, Electronic | Thermometers, Electronic (ECRI) | Welch Allyn Inc (ECRI) | 690 | SureTemp Plus | Welch Allyn Inc (ECRI) | 05249011 | Active | HQ
MPW1182 |  | Scale, Floor | Scales, Floor (ECRI) | Doran Scales Inc (ECRI) | DS7060 | HandRail Scale | Doran Scales Inc (ECRI) | DS23040001072 | Active | HQ
MPW1183 |  | Table, Examination/Treatment | Tables, Examination/Treatment (ECRI) | Midmark Corp (ECRI) | 204-011 | 204-011 | Midmark Corp (ECRI) | V1996296 | Active | HQ
MPW1184 |  | Sphygmomanometer | Sphygmomanometers (ECRI) | Welch Allyn Inc (ECRI) | Tycos | Tycos | Welch Allyn Inc (ECRI) | 171019213135 | Active | HQ
MPW1185 |  | Ophthalmoscope/Otoscope | Ophthalmoscope/Otoscopes (ECRI) | Welch Allyn Inc (ECRI) | 901093 | Green Series 777 | Welch Allyn Inc (ECRI) | Not Available | Active | HQ
MPW1186 |  | Thermometer, Electronic | Thermometers, Electronic (ECRI) | Welch Allyn Inc (ECRI) | 690 | SureTemp Plus | Welch Allyn Inc (ECRI) | 17485924 | Active | HQ
MPW1187 |  | Scale, Floor | Scales, Floor (ECRI) | Seca NA (ECRI) | 769 | 769 | Seca NA (ECRI) | 5769100188501 | Active | HQ
MPW1188 |  | Chair, Examination/Treatment | Chairs, Examination/Treatment (ECRI) | Midmark Corp (ECRI) | 224-002 | 224-002 | Midmark Corp (ECRI) | V2016068 | Active | HQ
MPW1189 |  | Sphygmomanometer | Sphygmomanometers (ECRI) | Welch Allyn Inc (ECRI) | Tycos | Tycos | Welch Allyn Inc (ECRI) | 180221130125 | Active | HQ
MPW1190 |  | Ophthalmoscope/Otoscope | Ophthalmoscope/Otoscopes (ECRI) | Welch Allyn Inc (ECRI) | 901093 | Green Series 777 | Welch Allyn Inc (ECRI) | Not Available | Active | HQ
MPW1191 |  | Thermometer, Electronic | Thermometers, Electronic (ECRI) | Welch Allyn Inc (ECRI) | 690 | SureTemp Plus | Welch Allyn Inc (ECRI) | 17138753 | Active | HQ
MPW1192 |  | Sphygmomanometer | Sphygmomanometers (ECRI) | Welch Allyn Inc (ECRI) | Tycos | Tycos | Welch Allyn Inc (ECRI) | 170321185395 | Active | HQ
MPW1193 |  | Light, Examination | Lights, Examination (ECRI) | Welch Allyn Inc (ECRI) | GS 300 | GS 300 | Welch Allyn Inc (ECRI) | Not Available | Active | HQ
MPW1194 |  | Scale, Floor | Scales, Floor (ECRI) | Seca NA (ECRI) | 769 | 769 | Seca NA (ECRI) | 5769071188855 | Active | HQ
MPW1195 |  | Table, Examination/Treatment | Tables, Examination/Treatment (ECRI) | Midmark Corp (ECRI) | 204-011 | 204-011 | Midmark Corp (ECRI) | V1996052 | Active | HQ
MPW1196 |  | Ophthalmoscope/Otoscope | Ophthalmoscope/Otoscopes (ECRI) | Welch Allyn Inc (ECRI) | 901093 | Green Series 777 | Welch Allyn Inc (ECRI) | Not Available | Active | HQ
MPW1197 |  | Thermometer, Electronic | Thermometers, Electronic (ECRI) | Welch Allyn Inc (ECRI) | 690 | SureTemp Plus | Welch Allyn Inc (ECRI) | 18090059 | Active | HQ
MPW1198 |  | Scale, Floor | Scales, Floor (ECRI) | Seca NA (ECRI) | 769 | 769 | Seca NA (ECRI) | 5769292176894 | Active | HQ
MPW1199 |  | Sterilizing Unit, Dry Heat | Sterilizing Units, Dry Heat (ECRI) | CPAC Equipment Inc (ECRI) | Steri-Dent 300 | Steri-Dent 300 | CPAC Equipment Inc (ECRI) | SD32452 | Active | HQ
MPW1200 |  | Table, Examination/Treatment | Tables, Examination/Treatment (ECRI) | Midmark Corp (ECRI) | 204 | 204 | Midmark Corp (ECRI) | Not Available | Active | HQ
MPW1201 |  | Thermometer, Electronic, Infra | Thermometers, Electronic, Infrared (ECRI) | Meet International Ltd (ECRI) | MS-79 | MS-79 | Meet International Ltd (ECRI) | Not Available | Active | HQ
MPW1202 | HQP008 | Table, Examination/Treatment | Tables, Examination/Treatment (ECRI) | Midmark Corp (ECRI) | 204-001 | 204-001 | Midmark Corp (ECRI) | V749319 | Active | HQ
MPW1203 |  | Sphygmomanometer | Sphygmomanometers (ECRI) | Welch Allyn Inc (ECRI) | CE0297 | Tycos | Welch Allyn Inc (ECRI) | 090202142712 | Active | HQ
MPW1204 | HQP007 | GS Integrated Wall System | Ophthalmoscope/Otoscope/Vital Signs Measuring Systems (ECRI) | Welch Allyn Inc (ECRI) | 767 Series | 767 Series | Welch Allyn Inc (ECRI) | 4816 | Active | HQ
MPW1205 | HQP030 | Thermometer, Electronic | Thermometers, Electronic (ECRI) | Welch Allyn Inc (ECRI) | 690 | SureTemp Plus | Welch Allyn Inc (ECRI) | 09150017 | Active | HQ
MPW1206 |  | Sphygmomanometer | Sphygmomanometers (ECRI) | Welch Allyn Inc (ECRI) | CE0297 | CE0297 | Welch Allyn Inc (ECRI) | 090202141502 | Active | HQ
MPW1207 | HQP013 | GS Integrated Wall System | Ophthalmoscope/Otoscope/Vital Signs Measuring Systems (ECRI) | Welch Allyn Inc (ECRI) | 767 Series | 767 Series | Welch Allyn Inc (ECRI) | Not Available | Active | HQ
MPW1208 |  | Scale, Floor | Scales, Floor (ECRI) | Seca NA (ECRI) | 769 | 769 | Seca NA (ECRI) | 5769100188498 | Active | HQ
MPW1210 |  | Scale, Floor | Scales, Floor (ECRI) | Seca NA (ECRI) | 769 | 769 | Seca NA (ECRI) | 5769100188507 | Active | HQ
MPW1211 |  | Sphygmomanometer | Sphygmomanometers (ECRI) | Welch Allyn Inc (ECRI) | CE0297 | CE0297 | Welch Allyn Inc (ECRI) | 180501130475 | Active | HQ
MPW1212 |  | Ophthalmoscope/Otoscope | Ophthalmoscope/Otoscopes (ECRI) | Welch Allyn Inc (ECRI) | 901093 | Green Series 777 | Welch Allyn Inc (ECRI) | Not Available | Active | HQ
MPW1213 |  | Thermometer, Electronic | Thermometers, Electronic (ECRI) | Welch Allyn Inc (ECRI) | 690 | SureTemp Plus | Welch Allyn Inc (ECRI) | 18157415 | Active | HQ
MPW1214 |  | Table, Examination/Treatment | Tables, Examination/Treatment (ECRI) | Midmark Corp (ECRI) | 204-011 | 204-011 | Midmark Corp (ECRI) | V2011858 | Active | HQ
MPW1215 |  | Scale, Floor | Scales, Floor (ECRI) | Seca NA (ECRI) | 769 | 769 | Seca NA (ECRI) | 5769071188857 | Active | HQ
MPW1216 |  | Sphygmomanometer | Sphygmomanometers (ECRI) | Welch Allyn Inc (ECRI) | CE0297 | CE0297 | Welch Allyn Inc (ECRI) | 171019212805 | Active | HQ
MPW1217 |  | Ophthalmoscope/Otoscope | Ophthalmoscope/Otoscopes (ECRI) | Welch Allyn Inc (ECRI) | 901093 | Green Series 777 | Welch Allyn Inc (ECRI) | Not Available | Active | HQ
MPW1218 |  | Thermometer, Electronic | Thermometers, Electronic (ECRI) | Welch Allyn Inc (ECRI) | 690 | SureTemp Plus | Welch Allyn Inc (ECRI) | 18090386 | Active | HQ
MPW1219 |  | Scale, Floor | Scales, Floor (ECRI) | Seca NA (ECRI) | 769 | 769 | Seca NA (ECRI) | 5769100188510 | Active | HQ
MPW1220 |  | Sphygmomanometer | Sphygmomanometers (ECRI) | Welch Allyn Inc (ECRI) | CE0297 | CE0297 | Welch Allyn Inc (ECRI) | 180601130365 | Active | HQ
MPW1221 |  | Opthalmoscope/Otoscope | Ophthalmoscope/Otoscopes (ECRI) | Welch Allyn Inc (ECRI) | 901093 | Green Series 777 | Welch Allyn Inc (ECRI) | Not Available | Active | HQ
MPW1222 |  | Table, Imaging, Ultrasound | Tables, Imaging, Ultrasound (ECRI) | Oakworks Inc (ECRI) | USG3 | USG3 | Oakworks Inc (ECRI) | USE727877 | Active | HQ
MPW1223 |  | Hand/Remote Control | Hand/Remote Control (ECRI) | Oakworks Inc (ECRI) | Not Available | Not Available | Oakworks Inc (ECRI) | Not Available | Active | HQ
MPW1224 |  | Scale, Floor | Scales, Floor (ECRI) | Seca NA (ECRI) | 769 | 769 | Seca NA (ECRI) | 5769100188499 | Active | HQ
MPW1225 |  | Table, Examination/Treatment | Tables, Examination/Treatment (ECRI) | Midmark Corp (ECRI) | 204-011 | 204-011 | Midmark Corp (ECRI) | V2012015 | Active | HQ
MPW1226 |  | Opthalmoscope/Otoscope | Ophthalmoscope/Otoscopes (ECRI) | Welch Allyn Inc (ECRI) | 901093 | Green Series 777 | Welch Allyn Inc (ECRI) | Not Available | Active | HQ
MPW1227 |  | Table, Examination/Treatment | Tables, Examination/Treatment (ECRI) | Midmark Corp (ECRI) | 204-001 | 204-001 | Midmark Corp (ECRI) | V1849736 | Active | HQ
MPW1228 |  | Sphygmomanometer | Sphygmomanometers (ECRI) | Hillrom Co Inc (ECRI) | CE0297 | CE0297 | Hillrom Co Inc (ECRI) | 230315092340 | Active | HQ
MPW1229 |  | Sphygmomanometer | Sphygmomanometers (ECRI) | Welch Allyn Inc (ECRI) | CE0297 | CE0297 | Welch Allyn Inc (ECRI) | 171019213565 | Active | HQ
MPW1230 |  | Ophthlamscope/Otoscope | Ophthalmoscope/Otoscopes (ECRI) | Welch Allyn Inc (ECRI) | 901093 | Green Series 777 | Welch Allyn Inc (ECRI) | Not Available | Active | HQ
MPW1231 |  | Thermometer, Electronic | Thermometers, Electronic (ECRI) | Welch Allyn Inc (ECRI) | 690 | SureTemp Plus | Welch Allyn Inc (ECRI) | 18157871 | Active | HQ
MPW1232 |  | Scale, Floor | Scales, Floor (ECRI) | Seca NA (ECRI) | 769 | 769 | Seca NA (ECRI) | 5769100188505 | Active | HQ
MPW1233 |  | Sphygmomanometer | Sphygmomanometers (ECRI) | Hillrom Co Inc (ECRI) | CE0297 | CE0297 | Hillrom Co Inc (ECRI) | 221008115110 | Active | HQ
MPW1234 |  | Module, Electrocardiograph | Modules, Electrocardiographs (ECRI) | Welch Allyn Inc (ECRI) | WAM | EKG WAM | Welch Allyn Inc (ECRI) | 124350000344 | Active | HQ
MPW1235 |  | Table, Examination/Treatment | Tables, Examination/Treatment (ECRI) | Midmark Corp (ECRI) | 204-011 | 204-011 | Midmark Corp (ECRI) | V2012028 | Active | HQ
MPW1236 |  | Scale, Floor | Scales, Floor (ECRI) | Seca NA (ECRI) | 769 | 769 | Seca NA (ECRI) | 5769100188508 | Active | HQ
MPW1237 |  | Sphygmomanometer | Sphygmomanometers (ECRI) | Welch Allyn Inc (ECRI) | CE0297 | CE0297 | Welch Allyn Inc (ECRI) | 171019214015 | Active | HQ
MPW1238 |  | Ophthlmoscope/Otoscope | Ophthalmoscope/Otoscopes (ECRI) | Welch Allyn Inc (ECRI) | 901093 | Green Series 777 | Welch Allyn Inc (ECRI) | Not Available | Active | HQ
MPW1239 |  | Table, Examination/Treatment | Tables, Examination/Treatment (ECRI) | Midmark Corp (ECRI) | 204-011 | 204-011 | Midmark Corp (ECRI) | V1996381 | Active | HQ
MPW1240 |  | Sphygmomanometer | Sphygmomanometers (ECRI) | Welch Allyn Inc (ECRI) | CE0297 | CE0297 | Welch Allyn Inc (ECRI) | 171019213025 | Active | HQ
MPW1241 |  | Scale, Floor | Scales, Floor (ECRI) | Seca NA (ECRI) | 769 | 769 | Seca NA (ECRI) | 5769071188858 | Active | HQ
MPW1242 |  | Light, Examination | Lights, Examination (ECRI) | Welch Allyn Inc (ECRI) | GS 300 | GS 300 | Welch Allyn Inc (ECRI) | Not Available | Active | HQ
MPW1243 |  | Thermometer, Electronic | Thermometers, Electronic (ECRI) | Welch Allyn Inc (ECRI) | 690 | SureTemp Plus | Welch Allyn Inc (ECRI) | 18197133 | Active | HQ
MPW1244 |  | Opthlamoscope/Otoscope | Ophthalmoscope/Otoscopes (ECRI) | Welch Allyn Inc (ECRI) | 901093 | Green Series 777 | Welch Allyn Inc (ECRI) | Not Available | Active | HQ
MPW1245 |  | Audiometer | Audiometers (ECRI) | MAICO Diagnostics (ECRI) | MA25 | MA25 | MAICO Diagnostics (ECRI) | MA9107597 | Active | HQ
MPW1246 |  | Module, Electrocardiograph | Modules, Electrocardiographs (ECRI) | Welch Allyn Inc (ECRI) | WAM | EKG WAM | Welch Allyn Inc (ECRI) | 124090000882 | Active | HQ
MPW1247 |  | Defibrillator, External, Auto | Defibrillators, External, Auto (ECRI) | ZOLL Medical Corp (ECRI) | AED Plus | AED Plus | ZOLL Medical Corp (ECRI) | X08I169620 | Active | HQ
MPW1248 |  | Sphygmomanometer | Sphygmomanometers (ECRI) | Welch Allyn Inc (ECRI) | CE0297 | CE0297 | Welch Allyn Inc (ECRI) | 091029092301 | Active | HQ
MPW1249 | HQWOB035 | GS Integrated Wall System | Ophthalmoscope/Otoscope/Vital Signs Measuring Systems (ECRI) | Welch Allyn Inc (ECRI) | 767 Series | 767 Series | Welch Allyn Inc (ECRI) | 09350 | Active | HQ
MPW1250 |  | Chair, Examination/Treatment | Chairs, Examination/Treatment (ECRI) | Midmark Corp (ECRI) | 626-003 | 626-003 | Midmark Corp (ECRI) | V2546416 | Active | HQ
MPW1251 |  | Hand/Remote Control | Hand/Remote Control (ECRI) | Midmark Corp (ECRI) | Not Available | Not Available | Midmark Corp (ECRI) | Not Available | Active | HQ
MPW1252 |  | Analyzer, POC, Whole Blood | Analyzers, Point-of-Care, Whole Blood (ECRI) | Abbott Laboratories Inc (ECRI) | Afinion 2 | Afinion 2 | Abbott Laboratories Inc (ECRI) | AF20049821 | Active | HQ
MPW1253 |  | Footswitch | Footswitches (ECRI) | Midmark Corp (ECRI) | 029-10000-XX | 029-10000-XX | Midmark Corp (ECRI) | Not Available | Active | HQ
MPW1254 | HQWOB016 | Table, Examination/Treatment | Tables, Examination/Treatment, Adjustable (ECRI) | Midmark Corp (ECRI) | 623-007 | 623-007 | Midmark Corp (ECRI) | V852027 | Active | HQ
MPW1255 |  | Hand/Remote Control | Hand/Remote Control (ECRI) | Midmark Corp (ECRI) | Not Available | Not Available | Midmark Corp (ECRI) | Not Available | Active | HQ
MPW1256 |  | Light, Examination | Lights, Examination (ECRI) | Midmark Corp (ECRI) | 253-400264 | 253-400264 | Midmark Corp (ECRI) | Not Available | Active | HQ
MPW1257 | HQWOB030 | Table, Examination/Treatment | Tables, Examination/Treatment (ECRI) | Midmark Corp (ECRI) | 204-001 | 204-001 | Midmark Corp (ECRI) | V751113 | Active | HQ
MPW1258 |  | Light, Examination | Lights, Examination (ECRI) | Welch Allyn Inc (ECRI) | GS IV | GS Exam Light IV | Welch Allyn Inc (ECRI) | Not Available | Active | HQ
MPW1259 |  | Sphygmomanometer | Sphygmomanometers (ECRI) | Welch Allyn Inc (ECRI) | CE0297 | Tycos | Welch Allyn Inc (ECRI) | 080416160542 | Active | HQ
MPW1260 | HQWOB027 | GS Integrated Wall System | Ophthalmoscope/Otoscope/Vital Signs Measuring Systems (ECRI) | Welch Allyn Inc (ECRI) | 767 Series | 767 Series | Welch Allyn Inc (ECRI) | 08264 | Active | HQ
MPW1261 |  | Defibrillator, External, Auto | Defibrillators, External, Auto (ECRI) | ZOLL Medical Corp (ECRI) | AED Plus | AED Plus | ZOLL Medical Corp (ECRI) | X23K731474 | Active | HQ
MPW1262 |  | Scale, Patient, Wheelchair | Scales, Wheelchair (ECRI) | Pelstar (Health-O-Meter)(ECRI) | 2600KL | 2600KL | Pelstar (Health-O-Meter)(ECRI) | 2600ER20240186 | Active | HQ
MPW1263 |  | Monitor, Vital Signs | Monitors, Vital Signs (ECRI) | Welch Allyn Inc (ECRI) | 75MT | Connex Spot Monitor | Welch Allyn Inc (ECRI) | 100047290624 | Active | HQ
MPW1264 |  | Module, Electrocardiograph | Modules, Electrocardiographs (ECRI) | Welch Allyn Inc (ECRI) | AM12 | AM12 | Welch Allyn Inc (ECRI) | 124060000938 | Active | HQ
MPW1265 |  | Thermometer, Electronic, Infra | Thermometers, Electronic, Infrared (ECRI) | MedSource Labs (ECRI) | MS-131001 | MS-131001 | MedSource Labs (ECRI) | M02200519189 | Active | HQ
MPW1266 |  | Module, Electrocardiograph | Modules, Electrocardiographs (ECRI) | Welch Allyn Inc (ECRI) | WAM | EKG WAM | Welch Allyn Inc (ECRI) | 122370000512 | Active | HQ
MPW1268 |  | Chair, Examination/Treatment | Chairs, Examination/Treatment (ECRI) | Midmark Corp (ECRI) | 626-001 | 626-001 | Midmark Corp (ECRI) | V2555570 | Active | HQ
MPW1269 |  | Hand/Remote Control | Hand/Remote Control (ECRI) | Midmark Corp (ECRI) | Not Available | Not Available | Midmark Corp (ECRI) | Not Available | Active | HQ
MPW1270 |  | Centrifuge, Tabletop | Centrifuges, Tabletop (ECRI) | Drucker Diagnostics (ECRI) | 642E Quest | Horizon 642E Quest | Drucker Diagnostics (ECRI) | 520312-1120 | Active | HQ
MPW1271 |  | Analyzer, POC, Whole Blood | Analyzers, Point-of-Care, Whole Blood (ECRI) | Abbott Laboratories Inc (ECRI) | Afinion 2 | Afinion 2 | Abbott Laboratories Inc (ECRI) | AF20041994 | Active | HQ
MPW1272 |  | Analyzer, POC, Whole Blood | Analyzers, Point-of-Care, Whole Blood (ECRI) | Abbott Laboratories Inc (ECRI) | Afinion 2 | Afinion 2 | Abbott Laboratories Inc (ECRI) | AF20066704 | Active | HQ
MPW1273 |  | Analyzer, Laboratory, Urine | Analyzers, Laboratory, Urine, Semiautomated (ECRI) | Siemens Healthcare (ECRI) | CLINITEK Status+ | CLINITEK Status+ | Siemens Healthcare (ECRI) | 368214 | Active | HQ
MPW1274 |  | Analyzer, Laboratory, Urine | Analyzers, Laboratory, Urine, Semiautomated (ECRI) | Siemens Healthcare (ECRI) | CLINITEK Status+ | CLINITEK Status+ | Siemens Healthcare (ECRI) | 353428 | Active | HQ
MPW1275 |  | Microscope, Laboratory | Microscopes, Laboratory (ECRI) | Not Available | Not Available | Not Available | Not Available | Not Available | Active | HQ
MPW1276 |  | Probe | Probes (ECRI) | GE Healthcare (ECRI) | Not Available | Not Available | GE Healthcare (ECRI) | Not Available | Active | HQ
MPW1277 |  | Footswitch | Footswitches (ECRI) | Not Available | Not Available | Not Available | Not Available | Not Available | Active | HQ
MPW1278 | HQF011 | Table, Examination/Treatment | Tables, Examination/Treatment, Adjustable (ECRI) | Midmark Corp (ECRI) | 623-007 | 623-007 | Midmark Corp (ECRI) | V854554 | Active | HQ
MPW1279 |  | Hand/Remote Control | Hand/Remote Control (ECRI) | Midmark Corp (ECRI) | Not Available | Not Available | Midmark Corp (ECRI) | Not Available | Active | HQ
MPW1280 |  | Footswitch | Footswitches (ECRI) | Midmark Corp (ECRI) | Not Available | Not Available | Midmark Corp (ECRI) | Not Available | Active | HQ
MPW1281 |  | Scale, Floor | Scales, Floor (ECRI) | Seca NA (ECRI) | 769 | 769 | Seca NA (ECRI) | 10000000391194 | Active | HQ
MPW1282 |  | Thermometer, Electronic, Infra | Thermometers, Electronic, Infrared (ECRI) | MedSource Labs (ECRI) | MS-131001 | MS-131001 | MedSource Labs (ECRI) | M02200544546 | Active | HQ
MPW1283 |  | Sphygmomanometer | Sphygmomanometers (ECRI) | Hillrom Co Inc (ECRI) | CE0297 | CE0297 | Hillrom Co Inc (ECRI) | 220403144040 | Active | HQ
MPW1284 |  | GS Integrated Wall System | Ophthalmoscope/Otoscopes (ECRI) | Welch Allyn Inc (ECRI) | 408282 | Green Series 777 | Welch Allyn Inc (ECRI) | Not Available | Active | HQ
MPW1285 |  | Thermometer, Electronic | Thermometers, Electronic (ECRI) | Welch Allyn Inc (ECRI) | 690 | SureTemp Plus | Welch Allyn Inc (ECRI) | Not Available | Active | HQ
MPW1286 |  | GS Integrated Wall System | Ophthalmoscope/Otoscope/Vital Signs Measuring Systems (ECRI) | Henry Schein Inc (ECRI) | SM2WAS-HS | Green Series 777 | Henry Schein Inc (ECRI) | Not Available | Active | HQ
MPW1287 |  | Table, Examination/Treatment | Tables, Examination/Treatment (ECRI) | Midmark Corp (ECRI) | 204-011 | 204-011 | Midmark Corp (ECRI) | V2673867 | Active | HQ
MPW1288 |  | Sphygmomanometer | Sphygmomanometers (ECRI) | Hillrom Co Inc (ECRI) | CE0297 | CE0297 | Hillrom Co Inc (ECRI) | 22040215920 | Active | HQ
MPW1289 |  | Sphygmomanometer | Sphygmomanometers (ECRI) | Hillrom Co Inc (ECRI) | Not Available | Not Available | Hillrom Co Inc (ECRI) | Not Available | Active | HQ
MPW1290 |  | Thermometer, Electronic | Thermometers, Electronic (ECRI) | Welch Allyn Inc (ECRI) | 690 | SureTemp Plus | Welch Allyn Inc (ECRI) | Not Available | Active | HQ
MPW1291 |  | GS Integrated Wall System | Ophthalmoscope/Otoscopes (ECRI) | Welch Allyn Inc (ECRI) | 408282 | Green Series 777 | Welch Allyn Inc (ECRI) | Not Available | Active | HQ
MPW1292 |  | Thermometer, Electronic, Infra | Thermometers, Electronic, Infrared (ECRI) | MedSource Labs (ECRI) | JXB-178 | JXB-178 | MedSource Labs (ECRI) | Not Available | Active | HQ
MPW1293 |  | Scale, Floor | Scales, Floor (ECRI) | Pelstar (Health-O-Meter)(ECRI) | 500KL | 500KL | Pelstar (Health-O-Meter)(ECRI) | 5004023-250084 | Active | HQ
MPW1294 |  | Thermometer, Electronic, Infra | Thermometers, Electronic, Infrared (ECRI) | MedSource Labs (ECRI) | MS-131001 | MS-131001 | MedSource Labs (ECRI) | MO2200545545 | Active | HQ
MPW1295 |  | Otoscope | Otoscopes (ECRI) | Welch Allyn Inc (ECRI) | 7670-01 | 7670-01 | Welch Allyn Inc (ECRI) | Not Available | Active | HQ
MPW1296 |  | Sphygmomanometer | Sphygmomanometers (ECRI) | Welch Allyn Inc (ECRI) | CE0050 | Tycos | Welch Allyn Inc (ECRI) | 9910210930 | Active | HQ
MPW1297 |  | Thermometer, Electronic | Thermometers, Electronic (ECRI) | Welch Allyn Inc (ECRI) | 692 | SureTemp Plus | Welch Allyn Inc (ECRI) | 15471660 | Active | HQ
MPW1298 |  | Table, Examination/Treatment | Tables, Examination/Treatment (ECRI) | Midmark Corp (ECRI) | 204-001 | 204-001 | Midmark Corp (ECRI) | V1828692 | Active | HQ
MPW1299 |  | Scale, Floor | Scales, Floor (ECRI) | Seca NA (ECRI) | 769 | 769 | Seca NA (ECRI) | 10000000401035 | Active | HQ
MPW1300 |  | Thermometer, Electronic, Infra | Thermometers, Electronic, Infrared (ECRI) | MedSource Labs (ECRI) | MS-131001 | MS-131001 | MedSource Labs (ECRI) | M02200544515 | Active | HQ
MPW1301 |  | Sphygmomanometer | Sphygmomanometers (ECRI) | Welch Allyn Inc (ECRI) | Tycos | Tycos | Welch Allyn Inc (ECRI) | 151119094885 | Active | HQ
MPW1302 |  | Monitor, Vital Signs | Monitors, Vital Signs (ECRI) | Welch Allyn Inc (ECRI) | 42NTB | Spot Vital Signs | Welch Allyn Inc (ECRI) | 201622379 | Active | HQ
MPW1303 |  | Battery/Dock Chargers | Battery/Dock Chargers (ECRI) | Welch Allyn Inc (ECRI) | 7114x | Universal Charger | Welch Allyn Inc (ECRI) | Not Available | Active | HQ
MPW1304 |  | Table, Examination/Treatment | Tables, Examination/Treatment (ECRI) | Midmark Corp (ECRI) | 204 | 204 | Midmark Corp (ECRI) | Not Available | Active | HQ
MPW1305 |  | Sphygmomanometer | Sphygmomanometers (ECRI) | Welch Allyn Inc (ECRI) | Tycos | Tycos | Welch Allyn Inc (ECRI) | 150624142705 | Active | HQ
MPW1306 |  | Monitor, Vital Signs | Monitors, Vital Signs (ECRI) | Welch Allyn Inc (ECRI) | 42NTB | Spot Vital Signs | Welch Allyn Inc (ECRI) | 201624445 | Active | HQ
MPW1307 |  | Battery/Dock Chargers | Battery/Dock Chargers (ECRI) | Welch Allyn Inc (ECRI) | 7114x | Universal Charger | Welch Allyn Inc (ECRI) | Not Available | Active | HQ
MPW1308 |  | Table, Examination/Treatment | Tables, Examination/Treatment (ECRI) | Midmark Corp (ECRI) | 204 | 204 | Midmark Corp (ECRI) | Not Available | Active | HQ
MPW1309 |  | Sphygmomanometer | Sphygmomanometers (ECRI) | Welch Allyn Inc (ECRI) | Tycos | Tycos | Welch Allyn Inc (ECRI) | 160419205525 | Active | HQ
MPW1310 | HQP033 | Defibrillator, External, Auto | Defibrillators, External, Auto (ECRI) | ZOLL Medical Corp (ECRI) | AED Plus | AED Plus | ZOLL Medical Corp (ECRI) | X14K719147 | Active | HQ
MPW1311 |  | Heat Gun | Heating Units (ECRI) | Master Appliance Corp (ECRI) | 10008 | Master-Mite | Master Appliance Corp (ECRI) | Not Available | Active | HQ
MPW1312 | HQFPT014 | Ultrasound Therapy System | Ultrasound Therapy Systems, Physical Therapy (ECRI) | DJO Global Inc (ECRI) | 2782 | Intelect TranSport | DJO Global Inc (ECRI) | 3976 | Active | HQ
MPW1313 |  | Bath, Water | Baths, Water (ECRI) | Whitehall Mfg Div (ECRI) | SP-1600-D | Forma Splint | Whitehall Mfg Div (ECRI) | 18149348 | Active | HQ
MPW1314 |  | Baths, Paraffin, Physical | Baths, Paraffin, Physical Therapy (ECRI) | THERABATH | PARAFFIN WAX BATH | PARAFFIN WAX BATH | THERABATH | Not Available | Active | HQ
MPW1315 |  | HYDROCOLLATOR | HYDROCOLLATOR | Chattanoga, DJO LLC (ECRI) | HYDROCOLLATOR | HYDROCOLLATOR | Chattanoga, DJO LLC (ECRI) | Not Available | Active | HQ
MPW1316 |  | Exerciser, Upper/Lower Cycler | Exercisers (ECRI) | SCIFIT (ECRI) | PRO2 | PRO2 | SCIFIT (ECRI) | 660-026544 | Active | HQ
MPW1317 | HQFPT015 | Exerciser, Treadmill | Exercisers, Treadmills (ECRI) | True Fitness Technology (ECRI) | 725 | 725 | True Fitness Technology (ECRI) | 99-512512 | Active | HQ
MPW1318 |  | Exerciser, Leg Press | Exercisers, Leg Press (ECRI) | Core Health & Fitness (ECRI) | IL-D1013 | StarTrac IL-D1013 | Core Health & Fitness (ECRI) | IL-D1025672 | Active | HQ
MPW1319 |  | Recumbent Bicycle | Exercisers, Bicycle (ECRI) | SportsArt Fitness (ECRI) | C521M | C521M | SportsArt Fitness (ECRI) | Not Available | Active | HQ
MPW1320 | HQFPT006 | Ergometer, Bicycle | Ergometers, Bicycle (ECRI) | CYBEX International Inc (ECRI) | Fitron | Fitron | CYBEX International Inc (ECRI) | 1670M10E0118 | Active | HQ
MPW1321 |  | Recumbent Cross Trainer | Exercisers, Elliptical (ECRI) | NuStep LLC (ECRI) | T4r | NuStep T4r | NuStep LLC (ECRI) | 530321 | Active | HQ
MPW1322 |  | Cold Pack Chilling Unit | Cold Pack Chilling Units (ECRI) | DJO Global Inc (ECRI) | 3002 | ColPac C2 | DJO Global Inc (ECRI) | T14360C | Active | HQ
MPW1323 | ND0843 | Cold Pack Chilling Unit | Cold Pack Chilling Units (ECRI) | DJO Global Inc (ECRI) | 10604 | 10604 | DJO Global Inc (ECRI) | T1457 | Active | HQ
MPW1324 |  | Warmer, Gel | Warmers, Gel (ECRI) | Parker Laboratories Inc (ECRI) | 83-03 | Thermasonic | Parker Laboratories Inc (ECRI) | 054512BD11 | Active | HQ
MPW1325 |  | Hand/Remote Control | Hand/Remote Control (ECRI) | Not Available | Not Available | Not Available | Not Available | Not Available | Active | HQ
MPW1326 | HQFPT022 | Stimulator, Neuromuscular | Stimulators, Electrical, Neuromuscular (ECRI) | EMPI | DUPEL | DUPEL | DUPEL | 6530973 | Active | HQ
MPW1327 |  | Ultrasound Therapy System | Ultrasound Therapy Systems, Physical Therapy (ECRI) | DJO Global Inc (ECRI) | 2761 | Vectra Genisys | DJO Global Inc (ECRI) | T8769 | Active | HQ
MPW1328 | HQFPT004 | Fluid Therapy Unit | Stimulators, Caloric, Physical Therapy (ECRI) | DJO Global Inc (ECRI) | FLU110D | FLU110D | DJO Global Inc (ECRI) | 3443 | Active | HQ
MPW1329 |  | Table, Examination/Treatment | Tables, Examination/Treatment (ECRI) | Armedica Mfg Corp (ECRI) | AM-BA340 | AM-BA340 | Armedica Mfg Corp (ECRI) | 71149 | Active | HQ
MPW1330 |  | Table, Examination/Treatment | Tables, Examination/Treatment (ECRI) | Armedica Mfg Corp (ECRI) | AM-334 | AM-334 | Armedica Mfg Corp (ECRI) | 77454 | Active | HQ
MPW1331 |  | Table, Examination/Treatment | Tables, Examination/Treatment (ECRI) | Armedica Mfg Corp (ECRI) | AM-334 | AM-334 | Armedica Mfg Corp (ECRI) | 77455 | Active | HQ
MPW1332 |  | Table, Examination/Treatment | Tables, Examination/Treatment (ECRI) | MedSurface (ECRI) | 32089 | Hi-Lo Table | MedSurface (ECRI) | 040109 | Active | HQ
MPW1333 |  | Table, Examination/Treatment | Tables, Examination/Treatment (ECRI) | Armedica Mfg Corp (ECRI) | AM-334 | AM-334 | Armedica Mfg Corp (ECRI) | 77456 | Active | HQ
MPW1334 |  | Scale, Floor | Scales, Floor (ECRI) | Doran Scales Inc (ECRI) | DS7060 | HandRail Scale | Doran Scales Inc (ECRI) | DS76162800400 | Active | HQ
MPW1335 |  | Electrocardiograph Unit | Electrocardiographs, Multichannel (ECRI) | Welch Allyn Inc (ECRI) | ELI 380 | ELI 380 | Welch Allyn Inc (ECRI) | 124250000648 | Active | HQ
MPW1336 |  | Module, Electrocardiograph | Modules, Electrocardiographs (ECRI) | Welch Allyn Inc (ECRI) | AM12 | AM12 | Welch Allyn Inc (ECRI) | 124240000348 | Active | HQ
MPW1337 |  | Sphygmomanometer | Sphygmomanometers (ECRI) | Welch Allyn Inc (ECRI) | Tycos | Tycos | Welch Allyn Inc (ECRI) | 200916133755 | Active | HQ
MPW1338 |  | Sphygmomanometer | Sphygmomanometers (ECRI) | Welch Allyn Inc (ECRI) | Tycos | Tycos | Welch Allyn Inc (ECRI) | 200916110355 | Active | HQ
MPW1339 |  | Electrocardiograph | Electrocardiographs, Multichannel (ECRI) | GE Healthcare (ECRI) | MAC 5500 | MAC 5500 | GE Healthcare (ECRI) | AAY0540897PA | Active | HQ
MPW1340 |  | Module, Electrocardiographs | Modules, Electrocardiographs (ECRI) | GE Healthcare (ECRI) | CAM-14 | CAM-14 | GE Healthcare (ECRI) | RMF06456753PA | Active | HQ
MPW1341 | HVHF025 CHA | Electrocardiograph Unit | Electrocardiographs, Multichannel (ECRI) | Welch Allyn Inc (ECRI) | ELI 280 | ELI 280 | Welch Allyn Inc (ECRI) | 114350227201 | Active | HQ
MPW1342 | HVHF026 CHA | Module, Electrocardiograph | Modules, Electrocardiographs (ECRI) | Welch Allyn Inc (ECRI) | WAM | EKG WAM | Welch Allyn Inc (ECRI) | 114310222862 | Active | HQ
MPW1343 | HVHF027 CHA | Electrocardiograph Unit | Electrocardiographs, Multichannel (ECRI) | Welch Allyn Inc (ECRI) | ELI 280 | ELI 280 | Welch Allyn Inc (ECRI) | 114390230054 | Active | HQ
MPW1344 | HVHF028 CHA | Module, Electrocardiograph | Modules, Electrocardiographs (ECRI) | Welch Allyn Inc (ECRI) | WAM | EKG WAM | Welch Allyn Inc (ECRI) | 114310222849 | Active | HQ
MPW1345 |  | Electrocardiograph | Electrocardiographs, Multichannel (ECRI) | GE Healthcare (ECRI) | MAC 5000 | MAC 5000 | GE Healthcare (ECRI) | SCD06506214PA | Active | HQ
MPW1346 |  | Module, Electrocardiographs | Modules, Electrocardiographs (ECRI) | GE Healthcare (ECRI) | CAM-14 | CAM-14 | GE Healthcare (ECRI) | RNC18100048PA | Active | HQ
MPW1347 |  | Sphygmomanometer | Sphygmomanometers (ECRI) | Welch Allyn Inc (ECRI) | Tycos | Tycos | Welch Allyn Inc (ECRI) | 200916060445 | Active | HQ
MPW1348 |  | Electrocardiograph Unit | Electrocardiographs, Multichannel (ECRI) | Welch Allyn Inc (ECRI) | ELI 380 | ELI 380 | Welch Allyn Inc (ECRI) | 124250000661 | Active | HQ
MPW1349 |  | Module, Electrocardiograph | Modules, Electrocardiographs (ECRI) | Welch Allyn Inc (ECRI) | AM12 | AM12 | Welch Allyn Inc (ECRI) | 124240000333 | Active | HQ
MPW1350 |  | Sphygmomanometer | Sphygmomanometers (ECRI) | Welch Allyn Inc (ECRI) | Tycos | Tycos | Welch Allyn Inc (ECRI) | 200923165455 | Active | HQ
MPW1351 |  | Electrocardiograph | Electrocardiographs, Multichannel (ECRI) | GE Healthcare (ECRI) | MAC 5000 | MAC 5000 | GE Healthcare (ECRI) | AAY05408993PA | Active | HQ
MPW1352 |  | Module, Electrocardiographs | Modules, Electrocardiographs (ECRI) | GE Healthcare (ECRI) | CAM-14 | CAM-14 | GE Healthcare (ECRI) | RMF06182102PA | Active | HQ
MPW1353 |  | Sphygmomanometer | Sphygmomanometers (ECRI) | Welch Allyn Inc (ECRI) | Tycos | Tycos | Welch Allyn Inc (ECRI) | 200901092335 | Active | HQ
MPW1354 |  | Electrocardiograph Unit | Electrocardiographs, Multichannel (ECRI) | Welch Allyn Inc (ECRI) | ELI 380 | ELI 380 | Welch Allyn Inc (ECRI) | 124250000657 | Active | HQ
MPW1355 |  | Module, Electrocardiograph | Modules, Electrocardiographs (ECRI) | Welch Allyn Inc (ECRI) | AM12 | AM12 | Welch Allyn Inc (ECRI) | 124240000356 | Active | HQ
MPW1356 |  | Sphygmomanometer | Sphygmomanometers (ECRI) | Welch Allyn Inc (ECRI) | Tycos | Tycos | Welch Allyn Inc (ECRI) | 200916104755 | Active | HQ
MPW1357 |  | Refrigerator | Refrigerators (ECRI) | Follett LLC (ECRI) | REF1 | REF1 | Follett LLC (ECRI) | R35756 | Active | HQ
MPW1358 |  | Cardiac Trigger Monitor | Monitors, Bedside, Electrocardiography (ECRI) | Ivy Biomedical Systems (ECRI) | 3000T-B | 3000T-B | Ivy Biomedical Systems (ECRI) | 13050457 | Retired | HQ
MPW1359 |  | Monitor, Vital Signs | Monitors, Vital Signs (ECRI) | Welch Allyn Inc (ECRI) | 68NXTX | Connex 6000 Series | Welch Allyn Inc (ECRI) | 100092083922 | Active | HQ
MPW1360 |  | Stress Exercise, Cardiac | Stress Exercise, Cardiac (ECRI) | Welch Allyn Inc (ECRI) | TM55 | Q-Stress | Cardiac Science Corp (ECRI) | 11040082334 | Active | HQ
MPW1361 |  | Stress Exercise, Cardiac | Stress Exercise, Cardiac (ECRI) | Cardiac Science Corp (ECRI) | Q-Stress | Q-Stress | Cardiac Science Corp (ECRI) | AAS07060007SA | Active | HQ
MPW1362 |  | Infusion Pump | Infusion Pumps (ECRI) | Baxter Healthcare Corp (ECRI) | 3570009 | Spectrum IQ | Baxter Healthcare Corp (ECRI) | 3657051 | Active | HQ
MPW1363 |  | Sphygmomanometer | Sphygmomanometers (ECRI) | Welch Allyn Inc (ECRI) | Tycos | Tycos | Welch Allyn Inc (ECRI) | 230904101250 | Active | HQ
MPW1364 |  | Defibrillator | Defibrillators (ECRI) | ZOLL Medical Corp (ECRI) | R Series Plus | R Series Plus | ZOLL Medical Corp (ECRI) | AF21G139507 | Active | HQ
MPW1365 |  | Lithium Ion Battery | Batteries (ECRI) | ZOLL Medical Corp (ECRI) | 8019-0535-01 | SurePower Battery Pk | ZOLL Medical Corp (ECRI) | AG21DAS3069 | Active | HQ
MPW1366 |  | Suction Unit | Suction Units (ECRI) | SSCOR Inc (ECRI) | 2314 | Duet | SSCOR Inc (ECRI) | M46771 | Active | HQ
MPW1367 |  | Sphygmomanometer, Aneroid | Sphygmomanometers, Aneroid (ECRI) | Henry Schein Inc (ECRI) | CE0473 | CE0473 | Henry Schein Inc (ECRI) | Not Available | Active | HQ
MPW1368 |  | Mixer-Activation Device | Mixers (ECRI) | Lantheus Medical Imaging (ECRI | VialMix | VIALMIX | Lantheus Medical Imaging (ECRI | 2323401378 | Active | HQ
MPW1369 |  | Warmer, Gel | Warmers, Gel (ECRI) | Parker Laboratories Inc (ECRI) | 83-03 | Thermasonic | Parker Laboratories Inc (ECRI) | 102507CA11 | Active | HQ
MPW1370 |  | Sphygmomanometer, Electronic | Sphygmomanometers, Electronic, Automatic, Oscillometric (ECRI) | Omron Healthcare Inc (ECRI) | HEM-907XL | IntelliSense | Omron Healthcare Inc (ECRI) | 20130900520AF | Active | HQ
MPW1371 |  | Table, Imaging, Ultrasound | Tables, Imaging, Ultrasound (ECRI) | Medical Positioning Inc (ECRI) | 2272 | EchoTable | Medical Positioning Inc (ECRI) | 801886 | Active | HQ
MPW1372 |  | Warmer, Gel | Warmers, Gel (ECRI) | Parker Laboratories Inc (ECRI) | 83-03 | Thermasonic | Parker Laboratories Inc (ECRI) | 163507CA11 | Active | HQ
MPW1373 |  | Sphygmomanometer, Electronic | Sphygmomanometers, Electronic, Automatic, Oscillometric (ECRI) | Omron Healthcare Inc (ECRI) | HEM-907XL | IntelliSense | Omron Healthcare Inc (ECRI) | 20180700481AF | Active | HQ
MPW1374 |  | Mixer-Activation Device | Mixers (ECRI) | Lantheus Medical Imaging (ECRI | VialMix | Vialmix | Lantheus Medical Imaging (ECRI | 2323401637 | Active | HQ
MPW1375 |  | Detector, Blood Flow | Detectors, Blood Flow, Ultrasonic (ECRI) | LUMEON | Not Available | Not Available | LUMEON | 05143138 | Active | HQ
MPW1376 | HVHF031 cha | Table, Imaging, Ultrasound | Tables, Imaging, Ultrasound (ECRI) | Medical Positioning Inc (ECRI) | 2272 | EchoTable | Medical Positioning Inc (ECRI) | 799968 | Active | HQ
MPW1377 | HVHF012 | Monitor, Vital Signs | Monitors, Vital Signs (ECRI) | Welch Allyn Inc (ECRI) | LXi | Spot Vital Signs | Welch Allyn Inc (ECRI) | 200503779 | Active | HQ
MPW1378 |  | RFID Tag Reader | Readers, Radiofrequency Identification Tags (ECRI) | Lantheus Medical Imaging (ECRI | VMIX2 | VialMix RFID | Lantheus Medical Imaging (ECRI | 2227300231 | Active | HQ
MPW1379 |  | Warmer, Gel | Warmers, Gel (ECRI) | Parker Laboratories Inc (ECRI) | 83-03 | Thermasonic | Parker Laboratories Inc (ECRI) | 162507CA11 | Active | HQ
MPW1380 |  | Electrocardiograph Unit | Electrocardiographs, Multichannel (ECRI) | Welch Allyn Inc (ECRI) | ELI 380 | ELI 380 | Welch Allyn Inc (ECRI) | 124250000668 | Active | HQ
MPW1381 |  | Module, Electrocardiograph | Modules, Electrocardiographs (ECRI) | Welch Allyn Inc (ECRI) | AM12 | AM12 | Welch Allyn Inc (ECRI) | 124240000336 | Active | HQ
MPW1382 |  | Sphygmomanometer | Sphygmomanometers (ECRI) | Welch Allyn Inc (ECRI) | Tycos | Tycos | Welch Allyn Inc (ECRI) | 200817131935 | Active | HQ
MPW1383 |  | Scale, Floor | Scales, Floor (ECRI) | Seca NA (ECRI) | 769 | 769 | Seca NA (ECRI) | 10000000284278 | Active | HQ
MPW1384 |  | Table, Examination/Treatment | Tables, Examination/Treatment (ECRI) | Midmark Corp (ECRI) | 204-011 | 204-011 | Midmark Corp (ECRI) | V2187391 | Active | HQ
MPW1385 |  | Sphygmomanometer | Sphygmomanometers (ECRI) | Welch Allyn Inc (ECRI) | Tycos | Tycos | Welch Allyn Inc (ECRI) | 190722191315 | Active | HQ
MPW1386 |  | Ophthalmoscope/Otoscope | Ophthalmoscope/Otoscopes (ECRI) | Welch Allyn Inc (ECRI) | 901093 | Green Series 777 | Welch Allyn Inc (ECRI) | Not Available | Active | HQ
MPW1387 |  | Thermometer, Electronic | Thermometers, Electronic (ECRI) | Welch Allyn Inc (ECRI) | 690 | SureTemp Plus | Welch Allyn Inc (ECRI) | 19054365 | Active | HQ
MPW1388 |  | Scale, Floor | Scales, Floor (ECRI) | Seca NA (ECRI) | 769 | 769 | Seca NA (ECRI) | 10000000284347 | Active | HQ
MPW1389 |  | Table, Examination/Treatment | Tables, Examination/Treatment (ECRI) | Midmark Corp (ECRI) | 204-011 | 204-011 | Midmark Corp (ECRI) | V2185095 | Active | HQ
MPW1390 |  | Thermometer, Electronic | Thermometers, Electronic (ECRI) | Welch Allyn Inc (ECRI) | 690 | SureTemp Plus | Welch Allyn Inc (ECRI) | 19265882 | Active | HQ
MPW1391 |  | Ophthalmoscope/Otoscope | Ophthalmoscope/Otoscopes (ECRI) | Welch Allyn Inc (ECRI) | 901093 | Green Series 777 | Welch Allyn Inc (ECRI) | Not Available | Active | HQ
MPW1392 |  | Sphygmomanometer | Sphygmomanometers (ECRI) | Welch Allyn Inc (ECRI) | Tycos | Tycos | Welch Allyn Inc (ECRI) | 190722140565 | Active | HQ
MPW1393 |  | Scale, Floor | Scales, Floor (ECRI) | Seca NA (ECRI) | 769 | 769 | Seca NA (ECRI) | 10000000284350 | Active | HQ
MPW1394 |  | Table, Examination/Treatment | Tables, Examination/Treatment (ECRI) | Midmark Corp (ECRI) | 204-011 | 204-011 | Midmark Corp (ECRI) | V2187361 | Active | HQ
MPW1395 |  | Table, Examination/Treatment | Tables, Examination/Treatment (ECRI) | Midmark Corp (ECRI) | 204-011 | 204-011 | Midmark Corp (ECRI) | V2187333 | Active | HQ
MPW1396 |  | Scale, Floor | Scales, Floor (ECRI) | Seca NA (ECRI) | 769 | 769 | Seca NA (ECRI) | 10000000284267 | Active | HQ
MPW1397 |  | Monitor, Vital Signs | Monitors, Vital Signs (ECRI) | Welch Allyn Inc (ECRI) | 42MTB | Spot Vital Signs | Welch Allyn Inc (ECRI) | 201635379 | Active | HQ
MPW1398 |  | Ophthalmoscope/Otoscope | Ophthalmoscope/Otoscopes (ECRI) | Welch Allyn Inc (ECRI) | 901093 | Green Series 777 | Welch Allyn Inc (ECRI) | Not Available | Active | HQ
MPW1399 |  | Sphygmomanometer | Sphygmomanometers (ECRI) | Welch Allyn Inc (ECRI) | Tycos | Tycos | Welch Allyn Inc (ECRI) | 181026032175 | Active | HQ
MPW1400 |  | Thermometer, Electronic | Thermometers, Electronic (ECRI) | Welch Allyn Inc (ECRI) | 690 | SureTemp Plus | Welch Allyn Inc (ECRI) | 19304038 | Active | HQ
MPW1401 |  | Scale, Floor | Scales, Floor (ECRI) | Pelstar (Health-O-Meter)(ECRI) | 500KL | 500KL | Pelstar (Health-O-Meter)(ECRI) | 5004023-250482 | Active | HQ
MPW1402 |  | Chair, Examination/Treatment | Chairs, Examination/Treatment (ECRI) | Midmark Corp (ECRI) | 626-001 | 626-001 | Midmark Corp (ECRI) | V2670600 | Active | HQ
MPW1403 |  | Footswitch | Footswitches (ECRI) | Midmark Corp (ECRI) | Not Available | Not Available | Midmark Corp (ECRI) | Not Available | Active | HQ
MPW1404 |  | Footswitches | Footswitches (ECRI) | Midmark Corp (ECRI) | Not Available | Not Available | Midmark Corp (ECRI) | Not Available | Active | HQ
MPW1405 |  | Sphygmomanometer | Sphygmomanometers (ECRI) | Hillrom Co Inc (ECRI) | CE0297 | CE0297 | Hillrom Co Inc (ECRI) | 220531155030 | Active | HQ
MPW1406 |  | Sphygmomanometer | Sphygmomanometers (ECRI) | Hillrom Co Inc (ECRI) | Not Available | Not Available | Hillrom Co Inc (ECRI) | Not Available | Active | HQ
MPW1407 |  | Thermometer, Electronic | Thermometers, Electronic (ECRI) | Welch Allyn Inc (ECRI) | 692 | SureTemp Plus | Welch Allyn Inc (ECRI) | 24149579 | Active | HQ
MPW1408 |  | GS Integrated Wall System | Ophthalmoscope/Otoscopes (ECRI) | Welch Allyn Inc (ECRI) | 408282 | Green Series 777 | Welch Allyn Inc (ECRI) | Not Available | Active | HQ
MPW1409 |  | Scale, Floor | Scales, Floor (ECRI) | Pelstar (Health-O-Meter)(ECRI) | 500KL | 500KL | Pelstar (Health-O-Meter)(ECRI) | 5004023-250082 | Active | HQ
MPW1410 |  | Thermometer, Electronic, Infra | Thermometers, Electronic, Infrared (ECRI) | MedSource Labs (ECRI) | MS-131001 | MS-131001 | MedSource Labs (ECRI) | M02200519153 | Active | HQ
MPW1411 |  | Table, Examination/Treatment | Tables, Examination/Treatment (ECRI) | Midmark Corp (ECRI) | 204-011 | 204-011 | Midmark Corp (ECRI) | V2673408 | Active | HQ
MPW1412 |  | Sphygmomanometer | Sphygmomanometers (ECRI) | Hillrom Co Inc (ECRI) | CE0297 | CE0297 | Hillrom Co Inc (ECRI) | 220403134310 | Active | HQ
MPW1413 |  | GS Integrated Wall System | Ophthalmoscope/Otoscopes (ECRI) | Welch Allyn Inc (ECRI) | 408282 | Green Series 777 | Welch Allyn Inc (ECRI) | Not Available | Active | HQ
MPW1414 |  | Otoscope | Otoscopes (ECRI) | Hillrom Co Inc (ECRI) | Not Available | Not Available | Hillrom Co Inc (ECRI) | Not Available | Active | HQ
MPW1415 |  | Thermometer, Electronic | Thermometers, Electronic (ECRI) | Welch Allyn Inc (ECRI) | 690 | SureTemp Plus | Welch Allyn Inc (ECRI) | Not Available | Active | HQ
MPW1416 |  | Scale, Floor | Scales, Floor (ECRI) | Pelstar (Health-O-Meter)(ECRI) | 500KL | 500KL | Pelstar (Health-O-Meter)(ECRI) | 5004023-250081 | Active | HQ
MPW1417 |  | Sphygmomanometer | Sphygmomanometers (ECRI) | Hillrom Co Inc (ECRI) | CE0297 | CE0297 | Hillrom Co Inc (ECRI) | 220403133950 | Active | HQ
MPW1418 |  | Sphygmomanometer | Sphygmomanometers (ECRI) | Hillrom Co Inc (ECRI) | Not Available | Not Available | Hillrom Co Inc (ECRI) | Not Available | Active | HQ
MPW1419 |  | Thermometer, Electronic | Thermometers, Electronic (ECRI) | Welch Allyn Inc (ECRI) | 690 | SureTemp Plus | Welch Allyn Inc (ECRI) | Not Available | Active | HQ
MPW1420 |  | GS Integrated Wall System | Ophthalmoscope/Otoscopes (ECRI) | Welch Allyn Inc (ECRI) | 408282 | Green Series 777 | Welch Allyn Inc (ECRI) | Not Available | Active | HQ
MPW1421 |  | Thermometer, Electronic, Infra | Thermometers, Electronic, Infrared (ECRI) | MedSource Labs (ECRI) | JXB-178 | JXB-178 | MedSource Labs (ECRI) | 88200546166 | Active | HQ
MPW1422 |  | Chair, Examination/Treatment | Chairs, Examination/Treatment (ECRI) | Midmark Corp (ECRI) | 626-001 | 626-001 | Midmark Corp (ECRI) | V2670395 | Active | HQ
MPW1423 |  | Footswitches | Footswitches (ECRI) | Midmark Corp (ECRI) | Not Available | Not Available | Midmark Corp (ECRI) | Not Available | Active | HQ
MPW1424 |  | Hand/Remote Control | Hand/Remote Control (ECRI) | Midmark Corp (ECRI) | Not Available | Not Available | Midmark Corp (ECRI) | Not Available | Active | HQ
MPW1425 |  | Scale, Floor | Scales, Floor (ECRI) | Seca NA (ECRI) | 769 | 769 | Seca NA (ECRI) | 10000000391193 | Active | HQ
MPW1426 |  | Thermometer, Electronic, Infra | Thermometers, Electronic, Infrared (ECRI) | MedSource Labs (ECRI) | MS-131001 | MS-131001 | MedSource Labs (ECRI) | M02200518498 | Active | HQ
MPW1427 |  | Sphygmomanometer | Sphygmomanometers (ECRI) | Hillrom Co Inc (ECRI) | CE0297 | CE0297 | Hillrom Co Inc (ECRI) | 220403123140 | Active | HQ
MPW1428 |  | Otoscope | Otoscopes (ECRI) | Hillrom Co Inc (ECRI) | Not Available | Not Available | Hillrom Co Inc (ECRI) | Not Available | Active | HQ
MPW1429 |  | Thermometer, Electronic | Thermometers, Electronic (ECRI) | Welch Allyn Inc (ECRI) | 690 | SureTemp Plus | Welch Allyn Inc (ECRI) | Not Available | Active | HQ
MPW1430 |  | GS Integrated Wall System | Ophthalmoscope/Otoscopes (ECRI) | Welch Allyn Inc (ECRI) | 408282 | Green Series 777 | Welch Allyn Inc (ECRI) | Not Available | Active | HQ
MPW1431 |  | Chair, Examination/Treatment | Chairs, Examination/Treatment (ECRI) | Midmark Corp (ECRI) | 626-001 | 626-001 | Midmark Corp (ECRI) | V2670563 | Active | HQ
MPW1432 |  | Footswitch | Footswitches (ECRI) | Midmark Corp (ECRI) | Not Available | Not Available | Midmark Corp (ECRI) | Not Available | Active | HQ
MPW1433 |  | Footswitch | Footswitches (ECRI) | Midmark Corp (ECRI) | Not Available | Not Available | Midmark Corp (ECRI) | Not Available | Active | HQ
MPW1434 |  | Light, Examination | Lights, Examination (ECRI) | Midmark Corp (ECRI) | 253-016 | 253-016 | Midmark Corp (ECRI) | V2665465 | Active | HQ
MPW1435 |  | Sphygmomanometer | Sphygmomanometers (ECRI) | Hillrom Co Inc (ECRI) | CE0297 | CE0297 | Hillrom Co Inc (ECRI) | 220404100950 | Active | HQ
MPW1436 |  | Otoscope | Otoscopes (ECRI) | Hillrom Co Inc (ECRI) | Not Available | Not Available | Hillrom Co Inc (ECRI) | Not Available | Active | HQ
MPW1437 |  | Thermometer, Electronic | Thermometers, Electronic (ECRI) | Welch Allyn Inc (ECRI) | 690 | SureTemp Plus | Welch Allyn Inc (ECRI) | Not Available | Active | HQ
MPW1438 |  | GS Integrated Wall System | Ophthalmoscope/Otoscopes (ECRI) | Welch Allyn Inc (ECRI) | 408282 | Green Series 777 | Welch Allyn Inc (ECRI) | Not Available | Active | HQ
MPW1439 |  | Table, Examination/Treatment | Tables, Examination/Treatment (ECRI) | MedSurface (ECRI) | 32089 | Hi-Lo Table | MedSurface (ECRI) | 037467 | Active | HQ
MPW1440 |  | Table, Examination/Treatment | Tables, Examination/Treatment (ECRI) | MedSurface (ECRI) | 32089 | Hi-Lo Table | MedSurface (ECRI) | 031384 | Active | HQ
MPW1441 |  | Exerciser, Parallel Bars | Exercisers, Parallel Bars (ECRI) | Performance Health (ECRI) | 1412 | 1412 | Performance Health (ECRI) | BD2019110016 | Active | HQ
MPW1442 |  | Exerciser, Bicycle | Exercisers, Bicycle (ECRI) | SCIFIT (ECRI) | SONE03 | SONE03 | SCIFIT (ECRI) | 151-012413 | Active | HQ
MPW1443 |  | Exerciser, Upper/Lower Cycler | Exercisers (ECRI) | SCIFIT (ECRI) | PRO230-INT | PRO230-INT | SCIFIT (ECRI) | 660-024081 | Active | HQ
MPW1444 |  | Exerciser | Exercisers (ECRI) | Octane Fitness (ECRI) | PRO3700C | PRO3700C | Octane Fitness (ECRI) | D1912VQ00116-01 | Active | HQ
MPW1445 |  | Exerciser, Treadmill | Exercisers, Treadmills (ECRI) | Landice Inc (ECRI) | L7 | L7 | Landice Inc (ECRI) | L7-119948 | Active | HQ
MPW1446 |  | Exerciser, Bicycle, Upright | Exercisers, Bicycle, Upright (ECRI) | SCIFIT (ECRI) | ISO1000 | ISO1000 | SCIFIT (ECRI) | 423-000932 | Active | HQ
MPW1447 |  | Exerciser | Exercisers (ECRI) | Total Gym (ECRI) | GTS | GTS | Total Gym (ECRI) | DK2007R00541 | Active | HQ
MPW1448 |  | Thermometers, Electronic | Thermometers, Electronic, Infrared (ECRI) | Hetaida Technology (ECRI) | MS-131002 | Not Available | Hetaida Technology (ECRI) | 2005155J00537 | Active | HQ
MPW1449 |  | Defibrillator, External, Auto | Defibrillators, External, Auto (ECRI) | ZOLL Medical Corp (ECRI) | AED Plus | AED Plus | ZOLL Medical Corp (ECRI) | X19J208562 | Active | HQ
MPW1450 |  | Table, Examination/Treatment | Tables, Examination/Treatment (ECRI) | Clinton Industries Inc (ECRI) | 253-47 | HI-LO POWER MAT | Clinton Industries Inc (ECRI) | 13133 | Active | HQ
MPW1451 |  | Balance, Electronic | Balances, Electronic (ECRI) | LINAK | FS31VS | Not Available | LINAK | Not Available | Active | HQ
MPW1452 |  | Table, Examination/Treatment | Tables, Examination/Treatment (ECRI) | Clinton Industries Inc (ECRI) | 253-47 | HI-LO POWER MAT | Clinton Industries Inc (ECRI) | 13134 | Active | HQ
MPW1453 |  | Balance, Electronic | Balances, Electronic (ECRI) | LINAK | FS31VS | Not Available | LINAK | Not Available | Active | HQ
MPW1454 |  | Exerciser | Exercisers (ECRI) | Not Available | MD-AP | MD-AP | Not Available | MS26E1909G011 | Active | HQ
MPW1455 |  | Three Bottle Ideal Warmer | Warmers, Gel (ECRI) | Ideal Medical Products (ECRI) | EBW3 | EBW3 | Ideal Medical Products (ECRI) | 0120044 | Active | HQ
MPW1456 |  | Mobile Heating Unit | Moist Heat Therapy Pack Conditioners (ECRI) | DJO Global Inc (ECRI) | 2402 | M-2 Hydrocollator | Chattanoga, DJO LLC (ECRI) | T21343C | Active | HQ
MPW1457 |  | Table, Examination/Treatment | Tables, Examination/Treatment (ECRI) | Midmark Corp (ECRI) | 204-011 | 204-011 | Midmark Corp (ECRI) | V2702135 | Active | HQ
MPW1458 |  | Scale, Floor | Scales, Floor (ECRI) | Seca NA (ECRI) | 769 | 769 | Seca NA (ECRI) | 10000001420324 | Active | HQ
MPW1459 |  | Thermometer, Electronic | Thermometers, Electronic (ECRI) | Welch Allyn Inc (ECRI) | 690 | SureTemp Plus | Welch Allyn Inc (ECRI) | Not Available | Active | HQ
MPW1460 |  | GS Integrated Wall System | Ophthalmoscope/Otoscope/Vital Signs Measuring Systems (ECRI) | Henry Schein Inc (ECRI) | SM2WAS-HS | Green Series 777 | Welch Allyn Inc (ECRI) | Not Available | Active | HQ
MPW1461 |  | Otoscope | Otoscopes (ECRI) | Hillrom Co Inc (ECRI) | Not Available | Not Available | Hillrom Co Inc (ECRI) | Not Available | Active | HQ
MPW1462 |  | Sphygmomanometer | Sphygmomanometers (ECRI) | Hillrom Co Inc (ECRI) | CE0297 | CE0297 | Hillrom Co Inc (ECRI) | 230726162930 | Active | HQ
MPW1463 |  | Table, Examination/Treatment | Tables, Examination/Treatment (ECRI) | Midmark Corp (ECRI) | 204-011 | 204-011 | Midmark Corp (ECRI) | V2702119 | Active | HQ
MPW1464 |  | Scale, Floor | Scales, Floor (ECRI) | Seca NA (ECRI) | 769 | 769 | Seca NA (ECRI) | 10000001420323 | Active | HQ
MPW1465 |  | GS Integrated Wall System | Ophthalmoscope/Otoscope/Vital Signs Measuring Systems (ECRI) | Henry Schein Inc (ECRI) | SM2WAS-HS | Green Series 777 | Henry Schein Inc (ECRI) | Not Available | Active | HQ
MPW1466 |  | Sphygmomanometer | Sphygmomanometers (ECRI) | Hillrom Co Inc (ECRI) | CE0297 | CE0297 | Hillrom Co Inc (ECRI) | 2307216165220 | Active | HQ
MPW1467 |  | Otoscope | Otoscopes (ECRI) | Hillrom Co Inc (ECRI) | Not Available | Not Available | Hillrom Co Inc (ECRI) | Not Available | Active | HQ
MPW1468 |  | Thermometer, Electronic | Thermometers, Electronic (ECRI) | Welch Allyn Inc (ECRI) | 690 | SureTemp Plus | Welch Allyn Inc (ECRI) | Not Available | Active | HQ
MPW1469 |  | Table, Examination/Treatment | Tables, Examination/Treatment (ECRI) | Midmark Corp (ECRI) | 204-011 | 204-011 | Midmark Corp (ECRI) | V2702092 | Active | HQ
MPW1470 |  | GS Integrated Wall System | Ophthalmoscope/Otoscope/Vital Signs Measuring Systems (ECRI) | Henry Schein Inc (ECRI) | SM2WAS-HS | Green Series 777 | Henry Schein Inc (ECRI) | Not Available | Active | HQ
MPW1471 |  | Thermometer, Electronic | Thermometers, Electronic (ECRI) | Welch Allyn Inc (ECRI) | 690 | SureTemp Plus | Welch Allyn Inc (ECRI) | 23366769 | Active | HQ
MPW1472 |  | Otoscope | Otoscopes (ECRI) | Hillrom Co Inc (ECRI) | Not Available | Not Available | Hillrom Co Inc (ECRI) | Not Available | Active | HQ
MPW1473 |  | Sphygmomanometer | Sphygmomanometers (ECRI) | Hillrom Co Inc (ECRI) | CE0297 | CE0297 | Hillrom Co Inc (ECRI) | 230726162810 | Active | HQ
MPW1474 |  | Table, Examination/Treatment | Tables, Examination/Treatment (ECRI) | Midmark Corp (ECRI) | 204-011 | 204-011 | Midmark Corp (ECRI) | V2702133 | Active | HQ
MPW1475 |  | Scale, Floor | Scales, Floor (ECRI) | Seca NA (ECRI) | 769 | 769 | Seca NA (ECRI) | 10000001420320 | Active | HQ
MPW1476 |  | GS Integrated Wall System | Ophthalmoscope/Otoscope/Vital Signs Measuring Systems (ECRI) | Henry Schein Inc (ECRI) | SM2WAS-HS | Green Series 777 | Henry Schein Inc (ECRI) | Not Available | Active | HQ
MPW1477 |  | Thermometer, Electronic | Thermometers, Electronic (ECRI) | Welch Allyn Inc (ECRI) | 690 | SureTemp Plus | Welch Allyn Inc (ECRI) | 23366940 | Active | HQ
MPW1478 |  | Otoscope | Otoscopes (ECRI) | Hillrom Co Inc (ECRI) | Not Available | Not Available | Hillrom Co Inc (ECRI) | Not Available | Active | HQ
MPW1479 |  | Sphygmomanometer | Sphygmomanometers (ECRI) | Hillrom Co Inc (ECRI) | CE0297 | CE0297 | Hillrom Co Inc (ECRI) | 230803094740 | Active | HQ
MPW1480 |  | Table, Examination/Treatment | Tables, Examination/Treatment (ECRI) | Midmark Corp (ECRI) | 204-011 | 204-011 | Midmark Corp (ECRI) | V2702138 | Active | HQ
MPW1481 |  | GS Integrated Wall System | Ophthalmoscope/Otoscope/Vital Signs Measuring Systems (ECRI) | Henry Schein Inc (ECRI) | SM2WAS-HS | Green Series 777 | Henry Schein Inc (ECRI) | Not Available | Active | HQ
MPW1482 |  | Thermometer, Electronic | Thermometers, Electronic (ECRI) | Welch Allyn Inc (ECRI) | 690 | SureTemp Plus | Welch Allyn Inc (ECRI) | Not Available | Active | HQ
MPW1483 |  | Otoscope | Otoscopes (ECRI) | Hillrom Co Inc (ECRI) | Not Available | Not Available | Hillrom Co Inc (ECRI) | Not Available | Active | HQ
MPW1484 |  | Sphygmomanometer | Sphygmomanometers (ECRI) | Hillrom Co Inc (ECRI) | CE0297 | CE0297 | Hillrom Co Inc (ECRI) | 230803094410 | Active | HQ
MPW1485 |  | Table, Examination/Treatment | Tables, Examination/Treatment (ECRI) | Midmark Corp (ECRI) | 204-011 | 204-011 | Midmark Corp (ECRI) | V2701986 | Active | HQ
MPW1486 |  | GS Integrated Wall System | Ophthalmoscope/Otoscope/Vital Signs Measuring Systems (ECRI) | Henry Schein Inc (ECRI) | SM2WAS-HS | Green Series 777 | Henry Schein Inc (ECRI) | Not Available | Active | HQ
MPW1487 |  | Thermometer, Electronic | Thermometers, Electronic (ECRI) | Welch Allyn Inc (ECRI) | 690 | SureTemp Plus | Welch Allyn Inc (ECRI) | Not Available | Active | HQ
MPW1488 |  | Otoscope | Otoscopes (ECRI) | Hillrom Co Inc (ECRI) | Not Available | Not Available | Hillrom Co Inc (ECRI) | Not Available | Active | HQ
MPW1489 |  | Sphygmomanometer | Sphygmomanometers (ECRI) | Hillrom Co Inc (ECRI) | CE0297 | CE0297 | Hillrom Co Inc (ECRI) | 230803060610 | Active | HQ
MPW1490 |  | Scale, Floor | Scales, Floor (ECRI) | Seca NA (ECRI) | 769 | 769 | Seca NA (ECRI) | 10000001420315 | Active | HQ
MPW1491 |  | Table, Examination/Treatment | Tables, Examination/Treatment (ECRI) | Midmark Corp (ECRI) | 204-011 | 204-011 | Midmark Corp (ECRI) | V2702088 | Active | HQ
MPW1492 |  | GS Integrated Wall System | Ophthalmoscope/Otoscope/Vital Signs Measuring Systems (ECRI) | Henry Schein Inc (ECRI) | SM2WAS-HS | Green Series 777 | Henry Schein Inc (ECRI) | Not Available | Active | HQ
MPW1493 |  | Thermometer, Electronic | Thermometers, Electronic (ECRI) | Welch Allyn Inc (ECRI) | 690 | SureTemp Plus | Welch Allyn Inc (ECRI) | Not Available | Active | HQ
MPW1494 |  | Otoscope | Otoscopes (ECRI) | Hillrom Co Inc (ECRI) | Not Available | Not Available | Hillrom Co Inc (ECRI) | Not Available | Active | HQ
MPW1495 |  | Sphygmomanometer | Sphygmomanometers (ECRI) | Hillrom Co Inc (ECRI) | CE0297 | CE0297 | Hillrom Co Inc (ECRI) | 230726162700 | Active | HQ
MPW1496 |  | Scale, Floor | Scales, Floor (ECRI) | Seca NA (ECRI) | 769 | 769 | Seca NA (ECRI) | 10000001420327 | Active | HQ
MPW1497 |  | Defibrillator, External, Auto | Defibrillators, External, Auto (ECRI) | ZOLL Medical Corp (ECRI) | AED Plus | AED Plus | ZOLL Medical Corp (ECRI) | X24C798937 | Active | HQ
MPW1498 |  | Table, Examination/Treatment | Tables, Examination/Treatment (ECRI) | Midmark Corp (ECRI) | 204-011 | 204-011 | Midmark Corp (ECRI) | V2702108 | Active | HQ
MPW1499 |  | Scale, Floor | Scales, Floor (ECRI) | Seca NA (ECRI) | 769 | 769 | Seca NA (ECRI) | 10000001444825 | Active | HQ
MPW1500 |  | Scale, Infant | Scales, Infant (ECRI) | Seca NA (ECRI) | 354 | seca 354 | Seca NA (ECRI) | 218354356220262 | Active | HQ
MPW1501 |  | Ophthalmoscope/Otoscope | Ophthalmoscope/Otoscopes (ECRI) | Welch Allyn Inc (ECRI) | 901093 | Green Series 777 | Welch Allyn Inc (ECRI) | Not Available | Active | HQ
MPW1502 |  | Sphygmomanometer | Sphygmomanometers (ECRI) | Welch Allyn Inc (ECRI) | Tycos | Tycos | Welch Allyn Inc (ECRI) | 190829090765 | Active | HQ
MPW1503 |  | Scale, Floor | Scales, Floor (ECRI) | Seca NA (ECRI) | 769 | 769 | Seca NA (ECRI) | 10000000284272 | Active | HQ
MPW1504 |  | Chair, Examination/Treatment | Chairs, Examination/Treatment (ECRI) | Midmark Corp (ECRI) | 224-002 | 224-002 | Midmark Corp (ECRI) | V2186044 | Active | HQ
MPW1505 |  | Footswitches | Footswitches (ECRI) | Midmark Corp (ECRI) | Not Available | Not Available | Midmark Corp (ECRI) | Not Available | Active | HQ
MPW1506 |  | Ophthalmoscope/Otoscope | Ophthalmoscope/Otoscopes (ECRI) | Welch Allyn Inc (ECRI) | 901093 | Green Series 777 | Welch Allyn Inc (ECRI) | Not Available | Active | HQ
MPW1507 |  | Sphygmomanometer | Sphygmomanometers (ECRI) | Welch Allyn Inc (ECRI) | Tycos | Tycos | Welch Allyn Inc (ECRI) | 190829150185 | Active | HQ
MPW1508 |  | Light, Examination | Lights, Examination (ECRI) | STERIS Corp (ECRI) | HexaLux | HexaLux | STERIS Corp (ECRI) | 136007 | Active | HQ
MPW1509 |  | Scale, Floor | Scales, Floor (ECRI) | Seca NA (ECRI) | 769 | 769 | Seca NA (ECRI) | 10000000284339 | Active | HQ
MPW1510 |  | Table, Examination/Treatment | Tables, Examination/Treatment (ECRI) | Midmark Corp (ECRI) | 204-011 | 204-011 | Midmark Corp (ECRI) | V2184997 | Active | HQ
MPW1511 |  | Thermometer, Electronic | Thermometers, Electronic (ECRI) | Welch Allyn Inc (ECRI) | 690 | SureTemp Plus | Welch Allyn Inc (ECRI) | 19304540 | Active | HQ
MPW1512 |  | Ophthalmoscope/Otoscope | Ophthalmoscope/Otoscopes (ECRI) | Welch Allyn Inc (ECRI) | 901093 | Green Series 777 | Welch Allyn Inc (ECRI) | Not Available | Active | HQ
MPW1513 |  | Sphygmomanometer | Sphygmomanometers (ECRI) | Welch Allyn Inc (ECRI) | Tycos | Tycos | Welch Allyn Inc (ECRI) | 190829143695 | Active | HQ
MPW1514 |  | Scale, Floor | Scales, Floor (ECRI) | Seca NA (ECRI) | 769 | 769 | Seca NA (ECRI) | 10000000284348 | Active | HQ
MPW1515 |  | Table, Examination/Treatment | Tables, Examination/Treatment (ECRI) | Midmark Corp (ECRI) | 204-011 | 204-011 | Midmark Corp (ECRI) | V2184975 | Active | HQ
MPW1516 |  | Sphygmomanometer | Sphygmomanometers (ECRI) | Welch Allyn Inc (ECRI) | Tycos | Tycos | Welch Allyn Inc (ECRI) | 190729135355 | Active | HQ
MPW1517 |  | Ophthalmoscope/Otoscope | Ophthalmoscope/Otoscopes (ECRI) | Welch Allyn Inc (ECRI) | 901093 | Green Series 777 | Welch Allyn Inc (ECRI) | Not Available | Active | HQ
MPW1518 |  | Thermometer, Electronic | Thermometers, Electronic (ECRI) | Welch Allyn Inc (ECRI) | 690 | SureTemp Plus | Welch Allyn Inc (ECRI) | 19276538 | Active | HQ
MPW1519 |  | Table, Examination/Treatment | Tables, Examination/Treatment (ECRI) | Midmark Corp (ECRI) | 204-011 | 204-011 | Midmark Corp (ECRI) | V2187353 | Active | HQ
MPW1520 |  | Scale, Floor | Scales, Floor (ECRI) | Seca NA (ECRI) | 769 | 769 | Seca NA (ECRI) | 10000000284341 | Retired | HQ
MPW1521 |  | Ophthalmoscope/Otoscope | Ophthalmoscope/Otoscopes (ECRI) | Welch Allyn Inc (ECRI) | 901093 | Green Series 777 | Welch Allyn Inc (ECRI) | Not Available | Active | HQ
MPW1522 |  | Sphygmomanometer | Sphygmomanometers (ECRI) | Welch Allyn Inc (ECRI) | Tycos | Tycos | Welch Allyn Inc (ECRI) | 190912170735 | Active | HQ
MPW1523 |  | Thermometer, Electronic | Thermometers, Electronic (ECRI) | Welch Allyn Inc (ECRI) | 690 | SureTemp Plus | Welch Allyn Inc (ECRI) | 19305551 | Active | HQ
MPW1524 |  | Table, Examination/Treatment | Tables, Examination/Treatment (ECRI) | Midmark Corp (ECRI) | 204-011 | 204-011 | Midmark Corp (ECRI) | V2185041 | Active | HQ
MPW1525 |  | Ophthalmoscope/Otoscope | Ophthalmoscope/Otoscopes (ECRI) | Welch Allyn Inc (ECRI) | 901093 | Green Series 777 | Welch Allyn Inc (ECRI) | Not Available | Active | HQ
MPW1526 |  | Sphygmomanometer | Sphygmomanometers (ECRI) | Welch Allyn Inc (ECRI) | Tycos | Tycos | Welch Allyn Inc (ECRI) | 181026024725 | Active | HQ
MPW1527 |  | Scale, Floor | Scales, Floor (ECRI) | Seca NA (ECRI) | 769 | 769 | Seca NA (ECRI) | 10000000284274 | Active | HQ
MPW1528 |  | Scale, Floor | Scales, Floor (ECRI) | Seca NA (ECRI) | 769 | 769 | Seca NA (ECRI) | 10000000284343 | Active | HQ
MPW1529 |  | Sterilizing Unit, Tabletop | Sterilizing Units, Steam, Tabletop (ECRI) | Midmark Corp (ECRI) | M9-042 | M9 UltraClave | Midmark Corp (ECRI) | V2277522 | Active | HQ
MPW1530 |  | Thermometer, Electronic | Thermometers, Electronic (ECRI) | Welch Allyn Inc (ECRI) | 690 | SureTemp Plus | Welch Allyn Inc (ECRI) | 19265890 | Active | HQ
MPW1531 |  | Ophthalmoscope/Otoscope | Ophthalmoscope/Otoscopes (ECRI) | Welch Allyn Inc (ECRI) | 901093 | Green Series 777 | Welch Allyn Inc (ECRI) | Not Available | Active | HQ
MPW1532 |  | Thermometer, Electronic | Thermometers, Electronic (ECRI) | Welch Allyn Inc (ECRI) | 690 | SureTemp Plus | Welch Allyn Inc (ECRI) | Not Available | Active | HQ
MPW1533 |  | Sphygmomanometer | Sphygmomanometers (ECRI) | Welch Allyn Inc (ECRI) | Tycos | Tycos | Welch Allyn Inc (ECRI) | 190722134985 | Active | HQ
MPW1534 |  | Scale, Floor | Scales, Floor (ECRI) | Seca NA (ECRI) | 769 | 769 | Seca NA (ECRI) | 10000000284346 | Active | HQ
MPW1535 |  | Table, Examination/Treatment | Tables, Examination/Treatment (ECRI) | Midmark Corp (ECRI) | 204-011 | 204-011 | Midmark Corp (ECRI) | V2185116 | Active | HQ
MPW1536 |  | Monitor, Blood Pressure | Monitors, Blood Pressure (ECRI) | Welch Allyn Inc (ECRI) | ProBP 3400 | ProBP 3400 | Welch Allyn Inc (ECRI) | 100063122321 | Active | HQ
MPW1537 |  | Thermometer, Electronic | Thermometers, Electronic (ECRI) | Welch Allyn Inc (ECRI) | 690 | SureTemp Plus | Welch Allyn Inc (ECRI) | 19276988 | Active | HQ
MPW1538 |  | Sphygmomanometer | Sphygmomanometers (ECRI) | Welch Allyn Inc (ECRI) | Tycos | Tycos | Welch Allyn Inc (ECRI) | 190821064775 | Active | HQ
MPW1539 |  | Ophthalmoscope/Otoscope | Ophthalmoscope/Otoscopes (ECRI) | Welch Allyn Inc (ECRI) | 901093 | Green Series 777 | Welch Allyn Inc (ECRI) | Not Available | Active | HQ
MPW1540 |  | Chair, Examination/Treatment | Chairs, Examination/Treatment (ECRI) | Midmark Corp (ECRI) | 224-002 | 224-002 | Midmark Corp (ECRI) | V2201826 | Active | HQ
MPW1541 |  | Footswitches | Footswitches (ECRI) | Midmark Corp (ECRI) | Not Available | Not Available | Midmark Corp (ECRI) | Not Available | Active | HQ
MPW1542 |  | Sphygmomanometer | Sphygmomanometers (ECRI) | Welch Allyn Inc (ECRI) | Tycos | Tycos | Welch Allyn Inc (ECRI) | 19112062095 | Active | HQ
MPW1543 |  | Ophthalmoscope/Otoscope | Ophthalmoscope/Otoscopes (ECRI) | Welch Allyn Inc (ECRI) | 901093 | Green Series 777 | Welch Allyn Inc (ECRI) | Not Available | Active | HQ
MPW1544 |  | Scale, Floor | Scales, Floor (ECRI) | Seca NA (ECRI) | 769 | 769 | Seca NA (ECRI) | 10000000284270 | Active | HQ
MPW1545 |  | Chair, Examination/Treatment | Chairs, Examination/Treatment (ECRI) | Midmark Corp (ECRI) | 224-002 | 224-002 | Midmark Corp (ECRI) | V2201851 | Active | HQ
MPW1546 |  | Footswitches | Footswitches (ECRI) | Midmark Corp (ECRI) | Not Available | Not Available | Midmark Corp (ECRI) | Not Available | Active | HQ
MPW1547 |  | Sphygmomanometer | Sphygmomanometers (ECRI) | Welch Allyn Inc (ECRI) | Tycos | Tycos | Welch Allyn Inc (ECRI) | 191014070035 | Active | HQ
MPW1548 |  | Ophthalmoscope/Otoscope | Ophthalmoscope/Otoscopes (ECRI) | Welch Allyn Inc (ECRI) | 901093 | Green Series 777 | Welch Allyn Inc (ECRI) | Not Available | Active | HQ
MPW1549 |  | Thermometer, Electronic | Thermometers, Electronic (ECRI) | Welch Allyn Inc (ECRI) | 690 | SureTemp Plus | Welch Allyn Inc (ECRI) | 19444107 | Active | HQ
MPW1550 |  | Scale, Floor | Scales, Floor (ECRI) | Seca NA (ECRI) | 769 | 769 | Seca NA (ECRI) | 10000000284268 | Active | HQ
MPW1551 |  | Chair, Examination/Treatment | Chairs, Examination/Treatment (ECRI) | Midmark Corp (ECRI) | 224-002 | 224-002 | Midmark Corp (ECRI) | V2201808 | Active | HQ
MPW1552 |  | Footswitches | Footswitches (ECRI) | Midmark Corp (ECRI) | Not Available | Not Available | Midmark Corp (ECRI) | Not Available | Active | HQ
MPW1553 |  | Sphygmomanometer | Sphygmomanometers (ECRI) | Welch Allyn Inc (ECRI) | Tycos | Tycos | Welch Allyn Inc (ECRI) | 191128064515 | Active | HQ
MPW1554 |  | Ophthalmoscope/Otoscope | Ophthalmoscope/Otoscopes (ECRI) | Welch Allyn Inc (ECRI) | 901093 | Green Series 777 | Welch Allyn Inc (ECRI) | Not Available | Active | HQ
MPW1555 |  | Thermometer, Electronic | Thermometers, Electronic (ECRI) | Welch Allyn Inc (ECRI) | 690 | SureTemp Plus | Welch Allyn Inc (ECRI) | 19445337 | Active | HQ
MPW1556 |  | Ophthalmoscope/Otoscope | Ophthalmoscope/Otoscopes (ECRI) | Welch Allyn Inc (ECRI) | 901093 | Green Series 777 | Welch Allyn Inc (ECRI) | Not Available | Active | HQ
MPW1557 |  | Sphygmomanometer | Sphygmomanometers (ECRI) | Welch Allyn Inc (ECRI) | Tycos | Tycos | Welch Allyn Inc (ECRI) | 190723024515 | Active | HQ
MPW1558 |  | Chair, Examination/Treatment | Chairs, Examination/Treatment (ECRI) | Midmark Corp (ECRI) | 224-002 | 224-002 | Midmark Corp (ECRI) | V2701264 | Active | HQ
MPW1559 |  | Footswitches | Footswitches (ECRI) | Midmark Corp (ECRI) | Not Available | Not Available | Midmark Corp (ECRI) | Not Available | Active | HQ
MPW1560 |  | Thermometer, Electronic | Thermometers, Electronic (ECRI) | Welch Allyn Inc (ECRI) | 690 | SureTemp Plus | Welch Allyn Inc (ECRI) | 19305548 | Active | HQ
MPW1561 |  | Ophthalmoscope/Otoscope | Ophthalmoscope/Otoscopes (ECRI) | Welch Allyn Inc (ECRI) | 901093 | Green Series 777 | Welch Allyn Inc (ECRI) | Not Available | Active | HQ
MPW1562 |  | Sphygmomanometer | Sphygmomanometers (ECRI) | Welch Allyn Inc (ECRI) | Tycos | Tycos | Welch Allyn Inc (ECRI) | 190722141535 | Active | HQ
MPW1563 |  | Table, Examination/Treatment | Tables, Examination/Treatment (ECRI) | Midmark Corp (ECRI) | 204-011 | 204-011 | Midmark Corp (ECRI) | V2201871 | Active | HQ
MPW1564 |  | Footswitches | Footswitches (ECRI) | Midmark Corp (ECRI) | Not Available | Not Available | Midmark Corp (ECRI) | Not Available | Active | HQ
MPW1565 |  | Ophthalmoscope/Otoscope | Ophthalmoscope/Otoscopes (ECRI) | Welch Allyn Inc (ECRI) | 901093 | Green Series 777 | Welch Allyn Inc (ECRI) | Not Available | Active | HQ
MPW1566 |  | Sphygmomanometer | Sphygmomanometers (ECRI) | Welch Allyn Inc (ECRI) | Tycos | Tycos | Welch Allyn Inc (ECRI) | 190723024305 | Active | HQ
MPW1567 |  | Chair, Examination/Treatment | Chairs, Examination/Treatment (ECRI) | Midmark Corp (ECRI) | 626-005 | 626-005 | Midmark Corp (ECRI) | V2691696 | Active | HQ
MPW1568 |  | Hand/Remote Control | Hand/Remote Control (ECRI) | Midmark Corp (ECRI) | QE | QE | Midmark Corp (ECRI) | Not Available | Active | HQ
MPW1569 |  | Sphygmomanometer | Sphygmomanometers (ECRI) | Hillrom Co Inc (ECRI) | Not Available | Not Available | Hillrom Co Inc (ECRI) | 230809065650 | Active | HQ
MPW1570 |  | Sphygmomanometer | Sphygmomanometers (ECRI) | Hillrom Co Inc (ECRI) | Not Available | Not Available | Hillrom Co Inc (ECRI) | Not Available | Active | HQ
MPW1571 |  | GS Integrated Wall System | Ophthalmoscope/Otoscope/Vital Signs Measuring Systems (ECRI) | Henry Schein Inc (ECRI) | SM2WAS-HS | Green Series 777 | Welch Allyn Inc (ECRI) | Not Available | Active | HQ
MPW1572 |  | Thermometer, Electronic | Thermometers, Electronic (ECRI) | Welch Allyn Inc (ECRI) | 690 | SureTemp Plus | Welch Allyn Inc (ECRI) | Not Available | Active | HQ
MPW1573 |  | Table, Examination/Treatment | Tables, Examination/Treatment (ECRI) | Midmark Corp (ECRI) | 204-011 | 204-011 | Midmark Corp (ECRI) | V2702128 | Active | HQ
MPW1574 |  | Sphygmomanometer | Sphygmomanometers (ECRI) | Hillrom Co Inc (ECRI) | Not Available | Not Available | Hillrom Co Inc (ECRI) | 230809082300 | Active | HQ
MPW1575 |  | Ophthalmoscope/Otoscope | Ophthalmoscope/Otoscopes (ECRI) | Hillrom Co Inc (ECRI) | Not Available | Not Available | Hillrom Co Inc (ECRI) | Not Available | Active | HQ
MPW1576 |  | Thermometer, Electronic | Thermometers, Electronic (ECRI) | Welch Allyn Inc (ECRI) | 690 | SureTemp Plus | Welch Allyn Inc (ECRI) | Not Available | Active | HQ
MPW1577 |  | GS Integrated Wall System | Ophthalmoscope/Otoscope/Vital Signs Measuring Systems (ECRI) | Henry Schein Inc (ECRI) | SM2WAS-HS | Green Series 777 | Welch Allyn Inc (ECRI) | Not Available | Active | HQ
MPW1578 |  | Scale, Floor | Scales, Floor (ECRI) | Seca NA (ECRI) | 7691321998 | 7691321998 | Seca NA (ECRI) | 10000001420325 | Active | HQ
MPW1579 |  | Table, Examination/Treatment | Tables, Examination/Treatment (ECRI) | Midmark Corp (ECRI) | 204-011 | 204-011 | Midmark Corp (ECRI) | V2701201 | Active | HQ
MPW1580 |  | Scale, Floor | Scales, Floor (ECRI) | Seca NA (ECRI) | 7691321998 | 7691321998 | Seca NA (ECRI) | 10000001420314 | Active | HQ
MPW1581 |  | Sphygmomanometer | Sphygmomanometers (ECRI) | Hillrom Co Inc (ECRI) | Not Available | Not Available | Hillrom Co Inc (ECRI) | 230726161740 | Active | HQ
MPW1582 |  | Ophthalmoscope/Otoscope | Ophthalmoscope/Otoscopes (ECRI) | Hillrom Co Inc (ECRI) | Not Available | Not Available | Hillrom Co Inc (ECRI) | Not Available | Active | HQ
MPW1583 |  | GS Integrated Wall System | Ophthalmoscope/Otoscope/Vital Signs Measuring Systems (ECRI) | Henry Schein Inc (ECRI) | SM2WAS-HS | Green Series 777 | Welch Allyn Inc (ECRI) | Not Available | Active | HQ
MPW1584 |  | Thermometer, Electronic | Thermometers, Electronic (ECRI) | Welch Allyn Inc (ECRI) | 690 | SureTemp Plus | Welch Allyn Inc (ECRI) | Not Available | Active | HQ
MPW1585 |  | Scale, Floor | Scales, Floor (ECRI) | Seca NA (ECRI) | 7691321998 | 7691321998 | Seca NA (ECRI) | 10000001438027 | Active | HQ
MPW1586 |  | Table, Examination/Treatment | Tables, Examination/Treatment (ECRI) | Midmark Corp (ECRI) | 204-011 | 204-011 | Midmark Corp (ECRI) | V2732328 | Active | HQ
MPW1587 |  | Thermometer, Electronic | Thermometers, Electronic (ECRI) | Welch Allyn Inc (ECRI) | 690 | SureTemp Plus | Welch Allyn Inc (ECRI) | Not Available | Active | HQ
MPW1588 |  | GS Integrated Wall System | Ophthalmoscope/Otoscope/Vital Signs Measuring Systems (ECRI) | Henry Schein Inc (ECRI) | SM2WAS-HS | Green Series 777 | Welch Allyn Inc (ECRI) | Not Available | Active | HQ
MPW1589 |  | Ophthalmoscope/Otoscope | Ophthalmoscope/Otoscopes (ECRI) | Hillrom Co Inc (ECRI) | Not Available | Not Available | Hillrom Co Inc (ECRI) | Not Available | Active | HQ
MPW1590 |  | Sphygmomanometer | Sphygmomanometers (ECRI) | Hillrom Co Inc (ECRI) | Not Available | Not Available | Hillrom Co Inc (ECRI) | 230803100440 | Active | HQ
MPW1591 |  | Table, Examination/Treatment | Tables, Examination/Treatment (ECRI) | Midmark Corp (ECRI) | 204-011 | 204-011 | Midmark Corp (ECRI) | V2702101 | Active | HQ
MPW1592 |  | GS Integrated Wall System | Ophthalmoscope/Otoscope/Vital Signs Measuring Systems (ECRI) | Henry Schein Inc (ECRI) | SM2WAS-HS | Green Series 777 | Welch Allyn Inc (ECRI) | Not Available | Active | HQ
MPW1593 |  | Thermometer, Electronic | Thermometers, Electronic (ECRI) | Welch Allyn Inc (ECRI) | 690 | SureTemp Plus | Welch Allyn Inc (ECRI) | Not Available | Active | HQ
MPW1594 |  | Ophthalmoscope/Otoscope | Ophthalmoscope/Otoscopes (ECRI) | Hillrom Co Inc (ECRI) | Not Available | Not Available | Hillrom Co Inc (ECRI) | Not Available | Active | HQ
MPW1595 |  | Sphygmomanometer | Sphygmomanometers (ECRI) | Hillrom Co Inc (ECRI) | Not Available | Not Available | Hillrom Co Inc (ECRI) | 230613072420 | Active | HQ
MPW1596 |  | Scale, Floor | Scales, Floor (ECRI) | Seca NA (ECRI) | 7691321998 | 7691321998 | Seca NA (ECRI) | 10000001444826 | Active | HQ
MPW1597 |  | Table, Examination/Treatment | Tables, Examination/Treatment (ECRI) | Midmark Corp (ECRI) | 204-011 | 204-011 | Midmark Corp (ECRI) | V2702107 | Active | HQ
MPW1598 |  | Scale, Floor | Scales, Floor (ECRI) | Seca NA (ECRI) | 7691321998 | 7691321998 | Seca NA (ECRI) | 10000001444828 | Active | HQ
MPW1599 |  | Ophthalmoscope/Otoscope | Ophthalmoscope/Otoscopes (ECRI) | Hillrom Co Inc (ECRI) | Not Available | Not Available | Hillrom Co Inc (ECRI) | Not Available | Active | HQ
MPW1600 |  | Sphygmomanometer | Sphygmomanometers (ECRI) | Hillrom Co Inc (ECRI) | Not Available | Not Available | Hillrom Co Inc (ECRI) | 23089064100 | Active | HQ
MPW1601 |  | Footswitches | Footswitches (ECRI) | Midmark Corp (ECRI) | Not Available | Not Available | Midmark Corp (ECRI) | Not Available | Active | HQ
MPW1602 |  | Scale, Floor | Scales, Floor (ECRI) | Seca NA (ECRI) | 769 | 769 | Seca NA (ECRI) | 10000000284273 | Active | HQ
MPW1603 |  | Table, Examination/Treatment | Tables, Examination/Treatment (ECRI) | Midmark Corp (ECRI) | 204-011 | 204-011 | Midmark Corp (ECRI) | V2187342 | Active | HQ
MPW1604 |  | Sphygmomanometer | Sphygmomanometers (ECRI) | Welch Allyn Inc (ECRI) | CE0297 | CE0297 | Welch Allyn Inc (ECRI) | 190827162385 | Active | HQ
MPW1605 |  | GS Integrated Wall System | Ophthalmoscope/Otoscopes (ECRI) | Welch Allyn Inc (ECRI) | 901093 | Green Series 777 | Welch Allyn Inc (ECRI) | Not Available | Active | HQ
MPW1606 |  | Scale, Floor | Scales, Floor (ECRI) | Seca NA (ECRI) | 769 | 769 | Seca NA (ECRI) | 10000000284281 | Active | HQ
MPW1607 |  | Table, Examination/Treatment | Tables, Examination/Treatment (ECRI) | Midmark Corp (ECRI) | 204-011 | 204-011 | Midmark Corp (ECRI) | V2184790 | Active | HQ
MPW1608 |  | Sphygmomanometer | Sphygmomanometers (ECRI) | Welch Allyn Inc (ECRI) | CE0297 | CE0297 | Welch Allyn Inc (ECRI) | 181026030765 | Active | HQ
MPW1609 |  | GS Integrated Wall System | Ophthalmoscope/Otoscopes (ECRI) | Welch Allyn Inc (ECRI) | 901093 | Green Series 777 | Welch Allyn Inc (ECRI) | Not Available | Active | HQ
MPW1610 |  | Thermometer, Electronic | Thermometers, Electronic (ECRI) | Welch Allyn Inc (ECRI) | 690 | SureTemp Plus | Welch Allyn Inc (ECRI) | 19265998 | Active | HQ
MPW1611 |  | Scale, Floor | Scales, Floor (ECRI) | Seca NA (ECRI) | 769 | 769 | Seca NA (ECRI) | 10000000285266 | Active | HQ
MPW1612 |  | Monitor, Vital Signs | Monitors, Vital Signs (ECRI) | Welch Allyn Inc (ECRI) | 4400 | Spot Vital Signs | Welch Allyn Inc (ECRI) | 100055362922 | Active | HQ
MPW1613 |  | Table, Examination/Treatment | Tables, Examination/Treatment (ECRI) | Midmark Corp (ECRI) | 204-011 | 204-011 | Midmark Corp (ECRI) | V2184908 | Active | HQ
MPW1614 |  | Scale, Floor | Scales, Floor (ECRI) | Seca NA (ECRI) | 769 | 769 | Seca NA (ECRI) | 10000000284338 | Active | HQ
MPW1615 |  | Sphygmomanometer | Sphygmomanometers (ECRI) | Welch Allyn Inc (ECRI) | CE0297 | CE0297 | Welch Allyn Inc (ECRI) | 181025235425 | Active | HQ
MPW1616 |  | GS Integrated Wall System | Ophthalmoscope/Otoscopes (ECRI) | Welch Allyn Inc (ECRI) | 901093 | Green Series 777 | Welch Allyn Inc (ECRI) | Not Available | Active | HQ
MPW1617 |  | Thermometer, Electronic | Thermometers, Electronic (ECRI) | Welch Allyn Inc (ECRI) | 690 | SureTemp Plus | Welch Allyn Inc (ECRI) | 19304912 | Active | HQ
MPW1618 |  | Scale, Floor | Scales, Floor (ECRI) | Seca NA (ECRI) | 769 | 769 | Seca NA (ECRI) | 10000000284282 | Active | HQ
MPW1619 |  | Sphygmomanometer | Sphygmomanometers (ECRI) | Welch Allyn Inc (ECRI) | CE0297 | CE0297 | Welch Allyn Inc (ECRI) | 19072213695 | Active | HQ
MPW1620 |  | GS Integrated Wall System | Ophthalmoscope/Otoscopes (ECRI) | Welch Allyn Inc (ECRI) | 901093 | Green Series 777 | Welch Allyn Inc (ECRI) | Not Available | Active | HQ
MPW1621 |  | Thermometer, Electronic | Thermometers, Electronic (ECRI) | Welch Allyn Inc (ECRI) | 690 | SureTemp Plus | Welch Allyn Inc (ECRI) | 19053286 | Active | HQ
MPW1622 |  | Table, Examination/Treatment | Tables, Examination/Treatment (ECRI) | Midmark Corp (ECRI) | 204-011 | 204-011 | Midmark Corp (ECRI) | V2185034 | Active | HQ
MPW1623 |  | Scale, Floor | Scales, Floor (ECRI) | Seca NA (ECRI) | 769 | 769 | Seca NA (ECRI) | 10000000284275 | Active | HQ
MPW1624 |  | Sphygmomanometer | Sphygmomanometers (ECRI) | Welch Allyn Inc (ECRI) | CE0297 | CE0297 | Welch Allyn Inc (ECRI) | 190719110075 | Active | HQ
MPW1625 |  | GS Integrated Wall System | Ophthalmoscope/Otoscopes (ECRI) | Welch Allyn Inc (ECRI) | 901093 | Green Series 777 | Welch Allyn Inc (ECRI) | Not Available | Active | HQ
MPW1626 |  | Thermometer, Electronic | Thermometers, Electronic (ECRI) | Welch Allyn Inc (ECRI) | 690 | SureTemp Plus | Welch Allyn Inc (ECRI) | 19276983 | Active | HQ
MPW1627 |  | Table, Examination/Treatment | Tables, Examination/Treatment (ECRI) | Midmark Corp (ECRI) | 204-011 | 204-011 | Midmark Corp (ECRI) | V2184930 | Active | HQ
MPW1628 |  | Scale, Floor | Scales, Floor (ECRI) | Seca NA (ECRI) | 769 | 769 | Seca NA (ECRI) | 10000000284276 | Active | HQ
MPW1629 |  | Sphygmomanometer | Sphygmomanometers (ECRI) | Welch Allyn Inc (ECRI) | CE0297 | CE0297 | Welch Allyn Inc (ECRI) | 190722142675 | Active | HQ
MPW1630 |  | GS Integrated Wall System | Ophthalmoscope/Otoscopes (ECRI) | Welch Allyn Inc (ECRI) | 901093 | Green Series 777 | Welch Allyn Inc (ECRI) | Not Available | Active | HQ
MPW1631 |  | Thermometer, Electronic | Thermometers, Electronic (ECRI) | Welch Allyn Inc (ECRI) | 690 | SureTemp Plus | Welch Allyn Inc (ECRI) | 19276992 | Active | HQ
MPW1632 |  | Table, Examination/Treatment | Tables, Examination/Treatment (ECRI) | Midmark Corp (ECRI) | 204-011 | 204-011 | Midmark Corp (ECRI) | V2184945 | Active | HQ
MPW1633 |  | Scale, Floor | Scales, Floor (ECRI) | Seca NA (ECRI) | 769 | 769 | Seca NA (ECRI) | 10000000284277 | Active | HQ
MPW1634 |  | Table, Examination/Treatment | Tables, Examination/Treatment (ECRI) | Midmark Corp (ECRI) | 204-011 | 204-011 | Midmark Corp (ECRI) | V21873693 | Active | HQ
MPW1635 |  | Sphygmomanometer | Sphygmomanometers (ECRI) | Welch Allyn Inc (ECRI) | CE0297 | CE0297 | Welch Allyn Inc (ECRI) | 190722214605 | Active | HQ
MPW1637 |  | Thermometer, Electronic | Thermometers, Electronic (ECRI) | Welch Allyn Inc (ECRI) | 690 | SureTemp Plus | Welch Allyn Inc (ECRI) | 19276987 | Active | HQ
MPW1638 |  | Scale, Floor | Scales, Floor (ECRI) | Seca NA (ECRI) | 769 | 769 | Seca NA (ECRI) | 10000000284342 | Active | HQ
MPW1639 |  | Table, Examination/Treatment | Tables, Examination/Treatment (ECRI) | Midmark Corp (ECRI) | 204-011 | 204-011 | Midmark Corp (ECRI) | V2184938 | Active | HQ
MPW1640 |  | Sphygmomanometer | Sphygmomanometers (ECRI) | Welch Allyn Inc (ECRI) | CE0297 | CE0297 | Welch Allyn Inc (ECRI) | 190722132635 | Active | HQ
MPW1641 |  | GS Integrated Wall System | Ophthalmoscope/Otoscopes (ECRI) | Welch Allyn Inc (ECRI) | 901093 | Green Series 777 | Welch Allyn Inc (ECRI) | Not Available | Active | HQ
MPW1642 |  | Thermometer, Electronic | Thermometers, Electronic (ECRI) | Welch Allyn Inc (ECRI) | 690 | SureTemp Plus | Welch Allyn Inc (ECRI) | 19276991 | Active | HQ
MPW1643 |  | Scale, Floor | Scales, Floor (ECRI) | Seca NA (ECRI) | 769 | 769 | Seca NA (ECRI) | 10000000284280 | Active | HQ
MPW1644 |  | Table, Examination/Treatment | Tables, Examination/Treatment (ECRI) | Midmark Corp (ECRI) | 204-011 | 204-011 | Midmark Corp (ECRI) | V2184955 | Active | HQ
MPW1645 |  | Sphygmomanometer | Sphygmomanometers (ECRI) | Welch Allyn Inc (ECRI) | CE0297 | CE0297 | Welch Allyn Inc (ECRI) | 190723022695 | Active | HQ
MPW1646 |  | GS Integrated Wall System | Ophthalmoscope/Otoscopes (ECRI) | Welch Allyn Inc (ECRI) | 901093 | Green Series 777 | Welch Allyn Inc (ECRI) | Not Available | Active | HQ
MPW1647 |  | Thermometer, Electronic | Thermometers, Electronic (ECRI) | Welch Allyn Inc (ECRI) | 690 | SureTemp Plus | Welch Allyn Inc (ECRI) | 19265885 | Active | HQ
MPW1648 |  | Scale, Floor | Scales, Floor (ECRI) | Seca NA (ECRI) | 769 | 769 | Seca NA (ECRI) | 10000000284271 | Active | HQ
MPW1649 |  | Table, Examination/Treatment | Tables, Examination/Treatment (ECRI) | Midmark Corp (ECRI) | 204-011 | 204-011 | Midmark Corp (ECRI) | V2152242 | Active | HQ
MPW1650 |  | Sphygmomanometer | Sphygmomanometers (ECRI) | Welch Allyn Inc (ECRI) | CE0297 | CE0297 | Welch Allyn Inc (ECRI) | 197022183095 | Active | HQ
MPW1651 |  | GS Integrated Wall System | Ophthalmoscope/Otoscopes (ECRI) | Welch Allyn Inc (ECRI) | 901093 | Green Series 777 | Welch Allyn Inc (ECRI) | Not Available | Active | HQ
MPW1652 |  | Thermometer, Electronic | Thermometers, Electronic (ECRI) | Welch Allyn Inc (ECRI) | 690 | SureTemp Plus | Welch Allyn Inc (ECRI) | 19276549 | Active | HQ
MPW1653 |  | Scale, Floor | Scales, Floor (ECRI) | Seca NA (ECRI) | 769 | 769 | Seca NA (ECRI) | 10000000284340 | Active | HQ
MPW1654 |  | Chair, Examination/Treatment | Chairs, Examination/Treatment (ECRI) | Midmark Corp (ECRI) | 224-002 | 224-002 | Midmark Corp (ECRI) | V2201793 | Active | HQ
MPW1655 |  | Footswitches | Footswitches (ECRI) | Midmark Corp (ECRI) | Not Available | Not Available | Midmark Corp (ECRI) | Not Available | Active | HQ
MPW1656 |  | Sphygmomanometer | Sphygmomanometers (ECRI) | Welch Allyn Inc (ECRI) | CE0297 | CE0297 | Welch Allyn Inc (ECRI) | 191112074645 | Active | HQ
MPW1657 |  | GS Integrated Wall System | Ophthalmoscope/Otoscopes (ECRI) | Welch Allyn Inc (ECRI) | 901093 | Green Series 777 | Welch Allyn Inc (ECRI) | Not Available | Active | HQ
MPW1658 |  | Thermometer, Electronic | Thermometers, Electronic (ECRI) | Welch Allyn Inc (ECRI) | 690 | SureTemp Plus | Welch Allyn Inc (ECRI) | 19264666 | Active | HQ
MPW1659 |  | Table, Examination/Treatment | Tables, Examination/Treatment (ECRI) | Hill Laboratories Co (ECRI) | Hill Adjustable | Hill Adjustable | Hill Laboratories Co (ECRI) | 970058 | Active | HQ
MPW1660 |  | Scale, Floor | Scales, Floor (ECRI) | Seca NA (ECRI) | 769 | 769 | Seca NA (ECRI) | 10000000284279 | Active | HQ
MPW1661 |  | Chair, Examination/Treatment | Chairs, Examination/Treatment (ECRI) | Midmark Corp (ECRI) | 224-002 | 224-002 | Midmark Corp (ECRI) | V2701444 | Active | HQ
MPW1662 |  | Footswitches | Footswitches (ECRI) | Midmark Corp (ECRI) | Not Available | Not Available | Midmark Corp (ECRI) | Not Available | Active | HQ
MPW1663 |  | GS Integrated Wall System | Ophthalmoscope/Otoscopes (ECRI) | Welch Allyn Inc (ECRI) | 901093 | Green Series 777 | Welch Allyn Inc (ECRI) | Not Available | Active | HQ
MPW1664 |  | Sphygmomanometer | Sphygmomanometers (ECRI) | Welch Allyn Inc (ECRI) | CE0297 | CE0297 | Welch Allyn Inc (ECRI) | 190722143315 | Active | HQ
MPW1665 |  | Thermometer, Electronic | Thermometers, Electronic (ECRI) | Welch Allyn Inc (ECRI) | 690 | SureTemp Plus | Welch Allyn Inc (ECRI) | 19444163 | Active | HQ
MPW1666 |  | Sphygmomanometer | Sphygmomanometers (ECRI) | Welch Allyn Inc (ECRI) | CE0297 | CE0297 | Welch Allyn Inc (ECRI) | 091125183540 | Active | HQ
MPW1667 |  | Chair, Examination/Treatment | Chairs, Examination/Treatment (ECRI) | Midmark Corp (ECRI) | 224-002 | 224-002 | Midmark Corp (ECRI) | V2201527 | Active | HQ
MPW1668 |  | Sphygmomanometer | Sphygmomanometers (ECRI) | Welch Allyn Inc (ECRI) | CE0297 | CE0297 | Welch Allyn Inc (ECRI) | 191121075505 | Active | HQ
MPW1669 |  | GS Integrated Wall System | Ophthalmoscope/Otoscopes (ECRI) | Welch Allyn Inc (ECRI) | 901093 | Green Series 777 | Welch Allyn Inc (ECRI) | Not Available | Active | HQ
MPW1670 |  | Thermometer, Electronic | Thermometers, Electronic (ECRI) | Welch Allyn Inc (ECRI) | 690 | SureTemp Plus | Welch Allyn Inc (ECRI) | 19444162 | Active | HQ
MPW1671 |  | Footswitches | Footswitches (ECRI) | Midmark Corp (ECRI) | Not Available | Not Available | Midmark Corp (ECRI) | Not Available | Active | HQ
MPW1672 |  | Sphygmomanometer | Sphygmomanometers (ECRI) | Welch Allyn Inc (ECRI) | CE0297 | CE0297 | Welch Allyn Inc (ECRI) | 191028160975 | Active | HQ
MPW1673 |  | GS Integrated Wall System | Ophthalmoscope/Otoscopes (ECRI) | Welch Allyn Inc (ECRI) | 901093 | Green Series 777 | Welch Allyn Inc (ECRI) | Not Available | Active | HQ
MPW1674 |  | Thermometer, Electronic | Thermometers, Electronic (ECRI) | Welch Allyn Inc (ECRI) | 690 | SureTemp Plus | Welch Allyn Inc (ECRI) | 19458647 | Active | HQ
MPW1675 |  | Light | Lights, Examination (ECRI) | Natus Medical Inc (ECRI) | 200102 | 200102 | Natus Medical Inc (ECRI) | 10440R5969 | Active | HQ
MPW1676 |  | Chair, Examination/Treatment | Chairs, Examination/Treatment (ECRI) | Midmark Corp (ECRI) | 224-002 | 224-002 | Midmark Corp (ECRI) | V2201727 | Active | HQ
MPW1677 |  | Footswitches | Footswitches (ECRI) | Midmark Corp (ECRI) | Not Available | Not Available | Midmark Corp (ECRI) | Not Available | Active | HQ
MPW1678 |  | Sphygmomanometer | Sphygmomanometers (ECRI) | Welch Allyn Inc (ECRI) | CE0297 | CE0297 | Welch Allyn Inc (ECRI) | 191107073635 | Active | HQ
MPW1679 |  | GS Integrated Wall System | Ophthalmoscope/Otoscopes (ECRI) | Welch Allyn Inc (ECRI) | 901093 | Green Series 777 | Welch Allyn Inc (ECRI) | Not Available | Active | HQ
MPW1680 |  | Thermometer, Electronic | Thermometers, Electronic (ECRI) | Welch Allyn Inc (ECRI) | 690 | SureTemp Plus | Welch Allyn Inc (ECRI) | 19458645 | Active | HQ
MPW1681 |  | Scale, Floor | Scales, Floor (ECRI) | Seca NA (ECRI) | 769 | 769 | Seca NA (ECRI) | 10000000284283 | Active | HQ
MPW1682 |  | Chair, Examination/Treatment | Chairs, Examination/Treatment (ECRI) | Midmark Corp (ECRI) | 224-002 | 224-002 | Midmark Corp (ECRI) | V2201879 | Active | HQ
MPW1683 |  | Footswitches | Footswitches (ECRI) | Midmark Corp (ECRI) | Not Available | Not Available | Midmark Corp (ECRI) | Not Available | Active | HQ
MPW1684 |  | Sphygmomanometer | Sphygmomanometers (ECRI) | Welch Allyn Inc (ECRI) | CE0297 | CE0297 | Welch Allyn Inc (ECRI) | 191121080935 | Active | HQ
MPW1685 |  | GS Integrated Wall System | Ophthalmoscope/Otoscopes (ECRI) | Welch Allyn Inc (ECRI) | 901093 | Green Series 777 | Welch Allyn Inc (ECRI) | Not Available | Active | HQ
MPW1686 |  | Thermometer, Electronic | Thermometers, Electronic (ECRI) | Welch Allyn Inc (ECRI) | 690 | SureTemp Plus | Welch Allyn Inc (ECRI) | 19445338 | Active | HQ
MPW1687 |  | Chair, Examination/Treatment | Chairs, Examination/Treatment (ECRI) | Midmark Corp (ECRI) | 230-001 | 230-001 | Midmark Corp (ECRI) | V1639022 | Active | HQ
MPW1688 |  | Sphygmomanometer | Sphygmomanometers (ECRI) | Welch Allyn Inc (ECRI) | CE0297 | CE0297 | Welch Allyn Inc (ECRI) | 151116173675 | Active | HQ
MPW1689 |  | GS Integrated Wall System | Ophthalmoscope/Otoscopes (ECRI) | Welch Allyn Inc (ECRI) | 901093 | Green Series 777 | Welch Allyn Inc (ECRI) | Not Available | Active | HQ
MPW1690 |  | Thermometer, Electronic | Thermometers, Electronic (ECRI) | Welch Allyn Inc (ECRI) | 690 | SureTemp Plus | Welch Allyn Inc (ECRI) | 15420725 | Active | HQ
MPW1691 |  | Scale, Patient, Wheelchair | Scales, Wheelchair (ECRI) | Pelstar (Health-O-Meter)(ECRI) | 2600KL | 2600KL | Pelstar (Health-O-Meter)(ECRI) | 2600R00472 | Active | HQ
MPW1692 |  | Scale, Floor | Scales, Floor (ECRI) | Seca NA (ECRI) | 769 | 769 | Seca NA (ECRI) | 5769208151338 | Active | HQ
MPW1693 | HQRP003 | Table, Examination/Treatment | Tables, Examination/Treatment (ECRI) | Midmark Corp (ECRI) | 204-001 | 204-001 | Midmark Corp (ECRI) | V757134 | Active | HQ
MPW1694 |  | GS Integrated Wall System | Ophthalmoscope/Otoscopes (ECRI) | Welch Allyn Inc (ECRI) | 901093 | Green Series 777 | Welch Allyn Inc (ECRI) | Not Available | Active | HQ
MPW1695 |  | Sphygmomanometer | Sphygmomanometers (ECRI) | Welch Allyn Inc (ECRI) | CE0297 | CE0297 | Welch Allyn Inc (ECRI) | 150917184195 | Active | HQ
MPW1696 |  | Module, Electrocardiograph | Modules, Electrocardiographs (ECRI) | Welch Allyn Inc (ECRI) | AM12 | AM12 | Welch Allyn Inc (ECRI) | 122370000519 | Active | HQ
MPW1697 |  | Scale, Floor | Scales, Floor (ECRI) | Seca NA (ECRI) | 769 | 769 | Seca NA (ECRI) | 5769189159499 | Active | HQ
MPW1698 |  | Scale, Infant | Scales, Infant (ECRI) | Seca NA (ECRI) | 354 | seca 354 | Seca NA (ECRI) | 8354182150605 | Active | HQ
MPW1699 |  | Table, Examination/Treatment | Tables, Examination/Treatment (ECRI) | Midmark Corp (ECRI) | 204-001 | 204-001 | Midmark Corp (ECRI) | V1534414 | Active | HQ
MPW1700 |  | Sphygmomanometer | Sphygmomanometers (ECRI) | Welch Allyn Inc (ECRI) | CE0297 | CE0297 | Welch Allyn Inc (ECRI) | 150700134035 | Active | HQ
MPW1701 |  | GS Integrated Wall System | Ophthalmoscope/Otoscope/Vital Signs Measuring Systems (ECRI) | Henry Schein Inc (ECRI) | SM2WAS-HS | Green Series 777 | Henry Schein Inc (ECRI) | Not Available | Active | HQ
MPW1702 |  | Thermometer, Electronic | Thermometers, Electronic (ECRI) | Welch Allyn Inc (ECRI) | 690 | SureTemp Plus | Welch Allyn Inc (ECRI) | Not Available | Active | HQ
MPW1703 |  | Otoscope | Otoscopes (ECRI) | Hillrom Co Inc (ECRI) | Not Available | Not Available | Hillrom Co Inc (ECRI) | Not Available | Active | HQ
MPW1704 |  | Sphygmomanometer | Sphygmomanometers (ECRI) | Hillrom Co Inc (ECRI) | CE0297 | CE0297 | Hillrom Co Inc (ECRI) | 230809073620 | Active | HQ
MPW1705 |  | Detector, Blood Flow, Ultrason | Detectors, Blood Flow, Ultrasonic (ECRI) | Summit Appliance (ECRI) | Life Dop 150 | Life Dop | Summit Appliance (ECRI) | 2023090144 | Active | HQ
MPW1706 |  | Detector, Blood Flow, Ultrason | Detectors, Blood Flow, Ultrasonic (ECRI) | Summit Appliance (ECRI) | Life Dop 150 | Life Dop | Summit Appliance (ECRI) | 2023020359 | Active | HQ
MPW1707 |  | Module, Electrocardiograph | Modules, Electrocardiographs (ECRI) | Welch Allyn Inc (ECRI) | WAM | EKG WAM | Welch Allyn Inc (ECRI) | 124210000174 | Active | HQ
MPW1708 |  | Monitor, Blood Pressure | Monitors, Blood Pressure (ECRI) | CoaguSense Inc (ECRI) | COAG-SENSE | COAG-SENSE | CoaguSense Inc (ECRI) | 0001319N2580 | Active | HQ
MPW1709 |  | Table, Examination/Treatment | Tables, Examination/Treatment (ECRI) | Midmark Corp (ECRI) | 204-011 | 204-011 | Midmark Corp (ECRI) | V2702129 | Active | HQ
MPW1710 |  | Scale, Floor | Scales, Floor (ECRI) | Seca NA (ECRI) | 769 | 769 | Seca NA (ECRI) | 10000001420313 | Active | HQ
MPW1711 |  | GS Integrated Wall System | Ophthalmoscope/Otoscope/Vital Signs Measuring Systems (ECRI) | Henry Schein Inc (ECRI) | SM2WAS-HS | Green Series 777 | Henry Schein Inc (ECRI) | Not Available | Active | HQ
MPW1712 |  | Thermometer, Electronic | Thermometers, Electronic (ECRI) | Welch Allyn Inc (ECRI) | 690 | SureTemp Plus | Welch Allyn Inc (ECRI) | Not Available | Active | HQ
MPW1713 |  | Otoscope | Otoscopes (ECRI) | Hillrom Co Inc (ECRI) | Not Available | Not Available | Hillrom Co Inc (ECRI) | Not Available | Active | HQ
MPW1714 |  | Sphygmomanometer | Sphygmomanometers (ECRI) | Hillrom Co Inc (ECRI) | CE0297 | CE0297 | Hillrom Co Inc (ECRI) | 230809073740 | Active | HQ
MPW1715 |  | GS Integrated Wall System | Ophthalmoscope/Otoscope/Vital Signs Measuring Systems (ECRI) | Henry Schein Inc (ECRI) | SM2WAS-HS | Green Series 777 | Henry Schein Inc (ECRI) | Not Available | Active | HQ
MPW1716 |  | Thermometer, Electronic | Thermometers, Electronic (ECRI) | Welch Allyn Inc (ECRI) | 690 | SureTemp Plus | Welch Allyn Inc (ECRI) | Not Available | Active | HQ
MPW1717 |  | Otoscope | Otoscopes (ECRI) | Hillrom Co Inc (ECRI) | Not Available | Not Available | Hillrom Co Inc (ECRI) | Not Available | Active | HQ
MPW1718 |  | Sphygmomanometer | Sphygmomanometers (ECRI) | Hillrom Co Inc (ECRI) | CE0297 | CE0297 | Hillrom Co Inc (ECRI) | 230803100710 | Active | HQ
MPW1719 |  | Table, Examination/Treatment | Tables, Examination/Treatment (ECRI) | Midmark Corp (ECRI) | 204-011 | 204-011 | Midmark Corp (ECRI) | V2702117 | Active | HQ
MPW1720 |  | Scale, Floor | Scales, Floor (ECRI) | Seca NA (ECRI) | 769 | 769 | Seca NA (ECRI) | 10000001420317 | Active | HQ
MPW1721 |  | Table, Examination/Treatment | Tables, Examination/Treatment (ECRI) | Midmark Corp (ECRI) | 204-011 | 204-011 | Midmark Corp (ECRI) | V2702137 | Active | HQ
MPW1722 |  | GS Integrated Wall System | Ophthalmoscope/Otoscope/Vital Signs Measuring Systems (ECRI) | Henry Schein Inc (ECRI) | SM2WAS-HS | Green Series 777 | Henry Schein Inc (ECRI) | Not Available | Active | HQ
MPW1723 |  | Otoscope | Otoscopes (ECRI) | Hillrom Co Inc (ECRI) | Not Available | Not Available | Hillrom Co Inc (ECRI) | Not Available | Active | HQ
MPW1724 |  | Sphygmomanometer | Sphygmomanometers (ECRI) | Hillrom Co Inc (ECRI) | CE0297 | CE0297 | Hillrom Co Inc (ECRI) | 230809062040 | Active | HQ
MPW1725 |  | Scale, Floor | Scales, Floor (ECRI) | Seca NA (ECRI) | 769 | 769 | Seca NA (ECRI) | 10000001420311 | Active | HQ
MPW1726 |  | Table, Examination/Treatment | Tables, Examination/Treatment (ECRI) | Midmark Corp (ECRI) | 204-011 | 204-011 | Midmark Corp (ECRI) | V2702127 | Active | HQ
MPW1727 |  | GS Integrated Wall System | Ophthalmoscope/Otoscope/Vital Signs Measuring Systems (ECRI) | Henry Schein Inc (ECRI) | SM2WAS-HS | Green Series 777 | Henry Schein Inc (ECRI) | Not Available | Active | HQ
MPW1728 |  | Thermometer, Electronic | Thermometers, Electronic (ECRI) | Welch Allyn Inc (ECRI) | 690 | SureTemp Plus | Welch Allyn Inc (ECRI) | Not Available | Active | HQ
MPW1729 |  | Otoscope | Otoscopes (ECRI) | Hillrom Co Inc (ECRI) | Not Available | Not Available | Hillrom Co Inc (ECRI) | Not Available | Active | HQ
MPW1730 |  | Sphygmomanometer | Sphygmomanometers (ECRI) | Hillrom Co Inc (ECRI) | CE0297 | CE0297 | Hillrom Co Inc (ECRI) | 230726163150 | Active | HQ
MPW1731 |  | Scale, Floor | Scales, Floor (ECRI) | Seca NA (ECRI) | 769 | 769 | Seca NA (ECRI) | 10000001420319 | Active | HQ
MPW1732 |  | Table, Examination/Treatment | Tables, Examination/Treatment (ECRI) | Midmark Corp (ECRI) | 204-011 | 204-011 | Midmark Corp (ECRI) | V2701996 | Active | HQ
MPW1733 |  | GS Integrated Wall System | Ophthalmoscope/Otoscope/Vital Signs Measuring Systems (ECRI) | Henry Schein Inc (ECRI) | SM2WAS-HS | Green Series 777 | Henry Schein Inc (ECRI) | Not Available | Active | HQ
MPW1734 |  | Thermometer, Electronic | Thermometers, Electronic (ECRI) | Welch Allyn Inc (ECRI) | 690 | SureTemp Plus | Welch Allyn Inc (ECRI) | Not Available | Active | HQ
MPW1735 |  | Otoscope | Otoscopes (ECRI) | Hillrom Co Inc (ECRI) | Not Available | Not Available | Hillrom Co Inc (ECRI) | Not Available | Active | HQ
MPW1736 |  | Sphygmomanometer | Sphygmomanometers (ECRI) | Hillrom Co Inc (ECRI) | CE0297 | CE0297 | Hillrom Co Inc (ECRI) | 230809061030 | Active | HQ
MPW1737 |  | Scale, Floor | Scales, Floor (ECRI) | Seca NA (ECRI) | 769 | 769 | Seca NA (ECRI) | 10000001420316 | Active | HQ
MPW1738 |  | Table, Examination/Treatment | Tables, Examination/Treatment (ECRI) | Midmark Corp (ECRI) | 204-011 | 204-011 | Midmark Corp (ECRI) | V2702121 | Active | HQ
MPW1739 |  | GS Integrated Wall System | Ophthalmoscope/Otoscope/Vital Signs Measuring Systems (ECRI) | Henry Schein Inc (ECRI) | SM2WAS-HS | Green Series 777 | Henry Schein Inc (ECRI) | Not Available | Active | HQ
MPW1740 |  | Thermometer, Electronic | Thermometers, Electronic (ECRI) | Welch Allyn Inc (ECRI) | 690 | SureTemp Plus | Welch Allyn Inc (ECRI) | Not Available | Active | HQ
MPW1741 |  | Otoscope | Otoscopes (ECRI) | Hillrom Co Inc (ECRI) | Not Available | Not Available | Hillrom Co Inc (ECRI) | Not Available | Active | HQ
MPW1742 |  | Sphygmomanometer | Sphygmomanometers (ECRI) | Hillrom Co Inc (ECRI) | CE0297 | CE0297 | Hillrom Co Inc (ECRI) | 230726161620 | Active | HQ
MPW1743 |  | Scale, Floor | Scales, Floor (ECRI) | Seca NA (ECRI) | 769 | 769 | Seca NA (ECRI) | 10000001420322 | Active | HQ
MPW1744 |  | Table, Examination/Treatment | Tables, Examination/Treatment (ECRI) | Midmark Corp (ECRI) | 204-011 | 204-011 | Midmark Corp (ECRI) | V2702095 | Active | HQ
MPW1745 |  | GS Integrated Wall System | Ophthalmoscope/Otoscope/Vital Signs Measuring Systems (ECRI) | Henry Schein Inc (ECRI) | SM2WAS-HS | Green Series 777 | Henry Schein Inc (ECRI) | Not Available | Active | HQ
MPW1746 |  | Thermometer, Electronic | Thermometers, Electronic (ECRI) | Welch Allyn Inc (ECRI) | 690 | SureTemp Plus | Welch Allyn Inc (ECRI) | Not Available | Active | HQ
MPW1747 |  | Otoscope | Otoscopes (ECRI) | Hillrom Co Inc (ECRI) | Not Available | Not Available | Hillrom Co Inc (ECRI) | Not Available | Active | HQ
MPW1748 |  | Sphygmomanometer | Sphygmomanometers (ECRI) | Hillrom Co Inc (ECRI) | CE0297 | CE0297 | Hillrom Co Inc (ECRI) | 230809061700 | Active | HQ
MPW1749 |  | Scale, Floor | Scales, Floor (ECRI) | Seca NA (ECRI) | 769 | 769 | Seca NA (ECRI) | 10000001444827 | Active | HQ
MPW1750 |  | Table, Examination/Treatment | Tables, Examination/Treatment (ECRI) | Midmark Corp (ECRI) | 204-011 | 204-011 | Midmark Corp (ECRI) | V2702125 | Active | HQ
MPW1751 |  | GS Integrated Wall System | Ophthalmoscope/Otoscope/Vital Signs Measuring Systems (ECRI) | Henry Schein Inc (ECRI) | SM2WAS-HS | Green Series 777 | Henry Schein Inc (ECRI) | Not Available | Active | HQ
MPW1752 |  | Thermometer, Electronic | Thermometers, Electronic (ECRI) | Welch Allyn Inc (ECRI) | 690 | SureTemp Plus | Welch Allyn Inc (ECRI) | Not Available | Active | HQ
MPW1753 |  | Otoscope | Otoscopes (ECRI) | Hillrom Co Inc (ECRI) | Not Available | Not Available | Hillrom Co Inc (ECRI) | Not Available | Active | HQ
MPW1754 |  | Sphygmomanometer | Sphygmomanometers (ECRI) | Hillrom Co Inc (ECRI) | CE0297 | CE0297 | Hillrom Co Inc (ECRI) | 230803100940 | Active | HQ
MPW1755 |  | Scale, Floor | Scales, Floor (ECRI) | Seca NA (ECRI) | 769 | 769 | Seca NA (ECRI) | 10000001438030 | Active | HQ
MPW1756 |  | Defibrillator, External, Auto | Defibrillators, External, Auto (ECRI) | ZOLL Medical Corp (ECRI) | AED Plus | AED Plus | ZOLL Medical Corp (ECRI) | X23I700987 | Active | HQ
MPW1757 |  | Defibrillator, External, Auto | Defibrillators, External, Auto (ECRI) | ZOLL Medical Corp (ECRI) | AED Plus | AED Plus | ZOLL Medical Corp (ECRI) | X24C798729 | Active | HQ
MPW1758 |  | Table, Examination/Treatment | Tables, Examination/Treatment (ECRI) | Midmark Corp (ECRI) | 204-011 | 204-011 | Midmark Corp (ECRI) | V2702086 | Active | HQ
MPW1759 |  | GS Integrated Wall System | Ophthalmoscope/Otoscope/Vital Signs Measuring Systems (ECRI) | Henry Schein Inc (ECRI) | SM2WAS-HS | Green Series 777 | Welch Allyn Inc (ECRI) | Not Available | Active | HQ
MPW1760 |  | Thermometer, Electronic | Thermometers, Electronic (ECRI) | Welch Allyn Inc (ECRI) | 690 | SureTemp Plus | Welch Allyn Inc (ECRI) | Not Available | Active | HQ
MPW1761 |  | Otoscope | Otoscopes (ECRI) | Hillrom Co Inc (ECRI) | Not Available | Not Available | Hillrom Co Inc (ECRI) | Not Available | Active | HQ
MPW1762 |  | Sphygmomanometer | Sphygmomanometers (ECRI) | Hillrom Co Inc (ECRI) | CE0297 | CE0297 | Hillrom Co Inc (ECRI) | 230726154610 | Active | HQ
MPW1763 |  | Scale, Floor | Scales, Floor (ECRI) | Seca NA (ECRI) | 769 | 769 | Seca NA (ECRI) | 10000001420326 | Active | HQ
MPW1764 |  | Table, Examination/Treatment | Tables, Examination/Treatment (ECRI) | Midmark Corp (ECRI) | 204-011 | 204-011 | Midmark Corp (ECRI) | V2702122 | Active | HQ
MPW1765 |  | GS Integrated Wall System | Ophthalmoscope/Otoscope/Vital Signs Measuring Systems (ECRI) | Henry Schein Inc (ECRI) | SM2WAS-HS | Green Series 777 | Henry Schein Inc (ECRI) | Not Available | Active | HQ
MPW1766 |  | Sphygmomanometer | Sphygmomanometers (ECRI) | Hillrom Co Inc (ECRI) | CE0297 | CE0297 | Hillrom Co Inc (ECRI) | 230803093810 | Active | HQ
MPW1767 |  | Thermometer, Electronic | Thermometers, Electronic (ECRI) | Welch Allyn Inc (ECRI) | 690 | SureTemp Plus | Welch Allyn Inc (ECRI) | Not Available | Active | HQ
MPW1768 |  | Otoscope | Otoscopes (ECRI) | Hillrom Co Inc (ECRI) | Not Available | Not Available | Hillrom Co Inc (ECRI) | Not Available | Active | HQ
MPW1769 |  | Scale, Floor | Scales, Floor (ECRI) | Seca NA (ECRI) | 769 | 769 | Seca NA (ECRI) | 10000001420321 | Active | HQ
MPW1770 |  | Defibrillator, External, Auto | Defibrillators, External, Auto (ECRI) | ZOLL Medical Corp (ECRI) | AED Plus | AED Plus | ZOLL Medical Corp (ECRI) | X15C746843 | Active | HQ
MPW1771 |  | Defibrillator, External, Auto | Defibrillators, External, Auto (ECRI) | ZOLL Medical Corp (ECRI) | AED Plus | AED Plus | ZOLL Medical Corp (ECRI) | X22I508582 | Active | HQ
MPW1772 |  | Defibrillator, External, Auto | Defibrillators, External, Auto (ECRI) | ZOLL Medical Corp (ECRI) | AED Plus | AED Plus | ZOLL Medical Corp (ECRI) | X19J214959 | Active | HQ
MPW1773 |  | Table, Examination/Treatment | Tables, Examination/Treatment (ECRI) | Midmark Corp (ECRI) | 204 | 204 | Midmark Corp (ECRI) | V1713773 | Active | HQ
MPW1774 |  | Ophthalmoscope/Otoscope | Ophthalmoscope/Otoscopes (ECRI) | Welch Allyn Inc (ECRI) | 901093 | Green Series 777 | Welch Allyn Inc (ECRI) | Not Available | Active | HQ
MPW1775 |  | Sphygmomanometer | Sphygmomanometers (ECRI) | Welch Allyn Inc (ECRI) | CE0297 | CE0297 | Welch Allyn Inc (ECRI) | 151116112455 | Active | HQ
MPW1776 |  | Thermometer, Electronic | Thermometers, Electronic (ECRI) | Welch Allyn Inc (ECRI) | 690 | SureTemp Plus | Welch Allyn Inc (ECRI) | 15412380 | Active | HQ
MPW1777 |  | Scale, Floor | Scales, Floor (ECRI) | Seca NA (ECRI) | 769 | 769 | Seca NA (ECRI) | 5769208151361 | Active | HQ
MPW1778 |  | Table, Examination/Treatment | Tables, Examination/Treatment (ECRI) | Hillrom Co Inc (ECRI) | HA90M | HA90M | Hillrom Co Inc (ECRI) | 160163 | Active | HQ
MPW1779 |  | Ophthalmoscope/Otoscope | Ophthalmoscope/Otoscopes (ECRI) | Welch Allyn Inc (ECRI) | 901093 | Green Series 777 | Welch Allyn Inc (ECRI) | Not Available | Active | HQ
MPW1780 |  | Sphygmomanometer | Sphygmomanometers (ECRI) | Welch Allyn Inc (ECRI) | CE0297 | CE0297 | Welch Allyn Inc (ECRI) | 151116094685 | Active | HQ
MPW1781 |  | Thermometer, Electronic | Thermometers, Electronic (ECRI) | Welch Allyn Inc (ECRI) | 690 | SureTemp Plus | Welch Allyn Inc (ECRI) | 15300449 | Active | HQ
MPW1782 |  | Scale, Floor | Scales, Floor (ECRI) | Seca NA (ECRI) | 769 | 769 | Seca NA (ECRI) | 5769187159357 | Active | HQ
MPW1783 | HQK003 CHAN | Table, Examination/Treatment | Tables, Examination/Treatment (ECRI) | Midmark Corp (ECRI) | 204-001 | 204-001 | Midmark Corp (ECRI) | V751110 | Active | HQ
MPW1784 |  | Thermometer, Electronic | Thermometers, Electronic (ECRI) | Welch Allyn Inc (ECRI) | 690 | SureTemp Plus | Welch Allyn Inc (ECRI) | 15300419 | Active | HQ
MPW1785 |  | Ophthalmoscope/Otoscope | Ophthalmoscope/Otoscopes (ECRI) | Welch Allyn Inc (ECRI) | 901093 | Green Series 777 | Welch Allyn Inc (ECRI) | Not Available | Active | HQ
MPW1786 |  | Sphygmomanometer | Sphygmomanometers (ECRI) | Welch Allyn Inc (ECRI) | CE0297 | CE0297 | Welch Allyn Inc (ECRI) | 151116073845 | Active | HQ
MPW1787 |  | Table, Examination/Treatment | Tables, Examination/Treatment (ECRI) | Midmark Corp (ECRI) | 204-001 | 204-001 | Midmark Corp (ECRI) | V1713852 | Active | HQ
MPW1788 |  | Scale, Floor | Scales, Floor (ECRI) | Seca NA (ECRI) | 769 | 769 | Seca NA (ECRI) | 5769208151360 | Active | HQ
MPW1789 |  | Sphygmomanometer | Sphygmomanometers (ECRI) | Welch Allyn Inc (ECRI) | CE0297 | CE0297 | Welch Allyn Inc (ECRI) | 150916225495 | Active | HQ
MPW1790 |  | Ophthalmoscope/Otoscope | Ophthalmoscope/Otoscopes (ECRI) | Welch Allyn Inc (ECRI) | 901093 | Green Series 777 | Welch Allyn Inc (ECRI) | Not Available | Active | HQ
MPW1791 |  | Thermometer, Electronic | Thermometers, Electronic (ECRI) | Welch Allyn Inc (ECRI) | 690 | SureTemp Plus | Welch Allyn Inc (ECRI) | 15292864 | Active | HQ
MPW1792 |  | Scale, Floor | Scales, Floor (ECRI) | Seca NA (ECRI) | 769 | 769 | Seca NA (ECRI) | 5769093154169 | Active | HQ
MPW1793 |  | Table, Examination/Treatment | Tables, Examination/Treatment (ECRI) | Midmark Corp (ECRI) | 204-001 | 204-001 | Midmark Corp (ECRI) | V1713850 | Active | HQ
MPW1794 |  | Light, Examination | Lights, Examination (ECRI) | Midmark Corp (ECRI) | 152-001 | Ritter 152 | Midmark Corp (ECRI) | TG016729 | Active | HQ
MPW1795 |  | Thermometer, Electronic | Thermometers, Electronic (ECRI) | Welch Allyn Inc (ECRI) | 690 | SureTemp Plus | Welch Allyn Inc (ECRI) | 15423417 | Active | HQ
MPW1796 |  | Sphygmomanometer | Sphygmomanometers (ECRI) | Welch Allyn Inc (ECRI) | CE0297 | CE0297 | Welch Allyn Inc (ECRI) | 150730221065 | Active | HQ
MPW1797 |  | Ophthalmoscope/Otoscope | Ophthalmoscope/Otoscopes (ECRI) | Welch Allyn Inc (ECRI) | 901093 | Green Series 777 | Welch Allyn Inc (ECRI) | Not Available | Active | HQ
MPW1798 | HQK004 CHAN | Light, Examination | Lights, Examination (ECRI) | Brewer Co (ECRI) | 15100 | 15100 | Brewer Co (ECRI) | BI0013627 | Active | HQ
MPW1799 |  | Scale, Floor | Scales, Floor (ECRI) | Seca NA (ECRI) | 769 | 769 | Seca NA (ECRI) | 5769188159436 | Active | HQ
MPW1800 |  | Table, Examination/Treatment | Tables, Examination/Treatment (ECRI) | Midmark Corp (ECRI) | 204-001 | 204-001 | Midmark Corp (ECRI) | V1713855 | Active | HQ
MPW1801 |  | GS Integrated Wall System | Ophthalmoscope/Otoscope/Vital Signs Measuring Systems (ECRI) | Henry Schein Inc (ECRI) | SM2WAS-HS | Green Series 777 | Welch Allyn Inc (ECRI) | Not Available | Active | HQ
MPW1802 |  | Thermometer, Electronic | Thermometers, Electronic (ECRI) | Welch Allyn Inc (ECRI) | 690 | SureTemp Plus | Welch Allyn Inc (ECRI) | Not Available | Active | HQ
MPW1803 |  | Scale, Floor | Scales, Floor (ECRI) | Seca NA (ECRI) | 7691321998 | 7691321998 | Seca NA (ECRI) | 10000001438029 | Active | HQ
MPW1804 |  | Table, Examination/Treatment | Tables, Examination/Treatment (ECRI) | Midmark Corp (ECRI) | 204-011 | 204-011 | Midmark Corp (ECRI) | V2702080 | Active | HQ
MPW1805 |  | GS Integrated Wall System | Ophthalmoscope/Otoscope/Vital Signs Measuring Systems (ECRI) | Henry Schein Inc (ECRI) | SM2WAS-HS | Green Series 777 | Welch Allyn Inc (ECRI) | Not Available | Active | HQ
MPW1806 |  | Thermometer, Electronic | Thermometers, Electronic (ECRI) | Welch Allyn Inc (ECRI) | 690 | SureTemp Plus | Welch Allyn Inc (ECRI) | Not Available | Active | HQ
MPW1807 |  | Ophthalmoscope/Otoscope | Ophthalmoscope/Otoscopes (ECRI) | Hillrom Co Inc (ECRI) | Not Available | Not Available | Hillrom Co Inc (ECRI) | Not Available | Active | HQ
MPW1808 |  | Sphygmomanometer | Sphygmomanometers (ECRI) | Hillrom Co Inc (ECRI) | Not Available | Not Available | Hillrom Co Inc (ECRI) | 230809072230 | Active | HQ
MPW1809 |  | Table, Examination/Treatment | Tables, Examination/Treatment (ECRI) | Midmark Corp (ECRI) | 204-011 | 204-011 | Midmark Corp (ECRI) | V2690090 | Active | HQ
MPW1810 |  | Scale, Floor | Scales, Floor (ECRI) | Seca NA (ECRI) | 7691321998 | 7691321998 | Seca NA (ECRI) | 10000000956997 | Active | HQ
MPW1811 |  | Sphygmomanometer | Sphygmomanometers (ECRI) | Hillrom Co Inc (ECRI) | Not Available | Not Available | Hillrom Co Inc (ECRI) | 230209085830 | Active | HQ
MPW1812 |  | Ophthalmoscope/Otoscope | Ophthalmoscope/Otoscopes (ECRI) | Welch Allyn Inc (ECRI) | Not Available | Not Available | Welch Allyn Inc (ECRI) | Not Available | Active | HQ
MPW1813 |  | GS Integrated Wall System | Ophthalmoscope/Otoscope/Vital Signs Measuring Systems (ECRI) | Henry Schein Inc (ECRI) | SM2WAS-HS | Green Series 777 | Welch Allyn Inc (ECRI) | Not Available | Active | HQ
MPW1814 |  | Thermometer, Electronic | Thermometers, Electronic (ECRI) | Welch Allyn Inc (ECRI) | 690 | SureTemp Plus | Welch Allyn Inc (ECRI) | Not Available | Active | HQ
MPW1815 |  | Table, Examination/Treatment | Tables, Examination/Treatment (ECRI) | Midmark Corp (ECRI) | 204-011 | 204-011 | Midmark Corp (ECRI) | V2702100 | Active | HQ
MPW1816 |  | GS Integrated Wall System | Ophthalmoscope/Otoscope/Vital Signs Measuring Systems (ECRI) | Henry Schein Inc (ECRI) | SM2WAS-HS | Green Series 777 | Welch Allyn Inc (ECRI) | Not Available | Active | HQ
MPW1817 |  | Thermometer, Electronic | Thermometers, Electronic (ECRI) | Welch Allyn Inc (ECRI) | 690 | SureTemp Plus | Welch Allyn Inc (ECRI) | Not Available | Active | HQ
MPW1818 |  | Ophthalmoscope/Otoscope | Ophthalmoscope/Otoscopes (ECRI) | Hillrom Co Inc (ECRI) | Not Available | Not Available | Hillrom Co Inc (ECRI) | Not Available | Active | HQ
MPW1819 |  | Sphygmomanometer | Sphygmomanometers (ECRI) | Hillrom Co Inc (ECRI) | Not Available | Not Available | Hillrom Co Inc (ECRI) | 230803101050 | Active | HQ
MPW1820 |  | Scale, Floor | Scales, Floor (ECRI) | Seca NA (ECRI) | 7691321998 | 7691321998 | Seca NA (ECRI) | 10000001420318 | Active | HQ
MPW1821 |  | Centrifuge, Tabletop | Centrifuges, Tabletop (ECRI) | Andreas Hettich Co (ECRI) | EBA 200 S | EBA 200 S | Andreas Hettich Co (ECRI) | 0001506-02 | Active | HQ
MPW1822 |  | Centrifuge, Tabletop | Centrifuges, Tabletop (ECRI) | Drucker Diagnostics (ECRI) | 642E Drucker | 642E Drucker | Drucker Diagnostics (ECRI) | 190708AA006 | Active | HQ
MPW1823 |  | Freezer, Pharmacy | Freezers, Pharmacy (ECRI) | American BioTech Supply (ECRI) | PH-ABT-HC-UCFS-0120 | PH-ABT-HC-UCFS-0120 | American BioTech Supply (ECRI) | ABS-112105120512PW-2208-V52 | Active | HQ
MPW1824 |  | Electrosurgical Unit | Electrosurgical Units (ECRI) | Carefusion-Viasys Healthcare | VikingQuest | VikingQuest | Carefusion-Viasys Healthcare | Not Available | Active | HQ
MPW1825 |  | Electrosurgical Unit | Electrosurgical Units (ECRI) | Carefusion-Viasys Healthcare | VikingQuest | VikingQuest | Carefusion-Viasys Healthcare | PY090277M | Active | HQ
MPW1826 |  | Table, Examination/Treatment | Tables, Examination/Treatment (ECRI) | MedSurface (ECRI) | 32089 | Hi-Lo Table | MedSurface (ECRI) | 036654 | Active | HQ
MPW1827 |  | Stimulator, Neuromuscular | Stimulators, Electrical (ECRI) | Compass Health Brands (ECRI) | Twin Stim IV | InTENsity | Compass Health Brands (ECRI) | Not Available | Active | HQ
MPW1828 |  | Pinch Gauge | Pinch Gauge | Not Available | Not Available | Not Available | Not Available | Not Available | Retired | HQ
MPW1829 |  | Pinch Gauge | Pinch Gauge | Not Available | Not Available | Not Available | Not Available | 12204006 | Active | HQ
MPW1830 |  | Exerciser | Exercisers (ECRI) | SAUNDERS | LUMBAR TRACTION | LUMBAR TRACTION | SAUNDERS | 940734 | Active | HQ
MPW1831 | HQKOB040 | Colposcope | Colposcopes (ECRI) | Cooper Surgical Inc (ECRI) | ZoomScope | ZoomScope | Cooper Surgical Inc (ECRI) | 906043 | Active | HQ
MPW1832 |  | Table, Examination/Treatment | Tables, Examination/Treatment (ECRI) | Midmark Corp (ECRI) | 625-395121 | 625-395121 | Midmark Corp (ECRI) | V1703484 | Active | HQ
MPW1833 |  | Footswitches | Footswitches (ECRI) | Midmark Corp (ECRI) | Not Available | Not Available | Midmark Corp (ECRI) | Not Available | Active | HQ
MPW1834 |  | GS Integrated Wall System | Ophthalmoscope/Otoscope/Vital Signs Measuring Systems (ECRI) | Welch Allyn Inc (ECRI) | 767 Series | 767 Series | Welch Allyn Inc (ECRI) | Not Available | Active | HQ
MPW1835 |  | Sphygmomanometer | Sphygmomanometers (ECRI) | Welch Allyn Inc (ECRI) | Tycos | Tycos | Welch Allyn Inc (ECRI) | 151201111735 | Active | HQ
MPW1836 | HQM015 | Thermometer, Electronic | Thermometers, Electronic (ECRI) | Welch Allyn Inc (ECRI) | 690 | SureTemp Plus | Welch Allyn Inc (ECRI) | 15453125 | Active | HQ
MPW1837 | HQKOB028 | Chair, Examination/Treatment | Chairs, Examination/Treatment (ECRI) | Midmark Corp (ECRI) | 75 Evolution | 75 Evolution | Midmark Corp (ECRI) | EM3815 | Active | HQ
MPW1838 |  | Footswitch | Footswitches (ECRI) | Not Available | Not Available | Not Available | Not Available | Not Available | Active | HQ
MPW1839 |  | Warmer, Gel | Warmers, Gel (ECRI) | Parker Laboratories Inc (ECRI) | 83-03 | Thermasonic | Parker Laboratories Inc (ECRI) | 030512BD11 | Active | HQ
MPW1840 |  | Sphygmomanometer | Sphygmomanometers (ECRI) | Welch Allyn Inc (ECRI) | Tycos | Tycos | Welch Allyn Inc (ECRI) | 151221194885 | Active | HQ
MPW1841 |  | Ophthalmoscope/Otoscope | Ophthalmoscope/Otoscopes (ECRI) | Welch Allyn Inc (ECRI) | Not Available | Not Available | Welch Allyn Inc (ECRI) | Not Available | Active | HQ
MPW1842 |  | Thermometer, Electronic | Thermometers, Electronic (ECRI) | Welch Allyn Inc (ECRI) | 690 | SureTemp Plus | Welch Allyn Inc (ECRI) | Not Available | Active | HQ
MPW1843 | PROCEDURE R | Light, Examination | Lights, Examination (ECRI) | Welch Allyn Inc (ECRI) | GS IV | GS Exam Light IV | Welch Allyn Inc (ECRI) | Not Available | Active | HQ
MPW1844 |  | Table, Examination/Treatment | Tables, Examination/Treatment (ECRI) | Midmark Corp (ECRI) | 222 | 222 | Midmark Corp (ECRI) | V1713805 | Active | HQ
MPW1845 |  | Sphygmomanometer | Sphygmomanometers (ECRI) | Welch Allyn Inc (ECRI) | Tycos | Tycos | Welch Allyn Inc (ECRI) | 150912185285 | Active | HQ
MPW1846 | HQM015 | Ophthalmoscope/Otoscope | Ophthalmoscope/Otoscopes (ECRI) | Welch Allyn Inc (ECRI) | Not Available | Not Available | Welch Allyn Inc (ECRI) | 15300434 | Active | HQ
MPW1847 | HQM015 | Thermometer, Electronic | Thermometers, Electronic (ECRI) | Welch Allyn Inc (ECRI) | 690 | SureTemp Plus | Welch Allyn Inc (ECRI) | 16050129 | Active | HQ
MPW1848 |  | Scale, Floor | Scales, Floor (ECRI) | Seca NA (ECRI) | 769 | 769 | Seca NA (ECRI) | 5769093154171 | Active | HQ
MPW1849 |  | Light, Examination | Lights, Examination (ECRI) | Welch Allyn Inc (ECRI) | 444XX | Green Series 300 | Welch Allyn Inc (ECRI) | Not Available | Active | HQ
MPW1850 |  | Table, Examination/Treatment | Tables, Examination/Treatment (ECRI) | Midmark Corp (ECRI) | 222 | 222 | Midmark Corp (ECRI) | V1713833 | Active | HQ
MPW1851 | HQM015 | Thermometer, Electronic | Thermometers, Electronic (ECRI) | Welch Allyn Inc (ECRI) | 690 | SureTemp Plus | Welch Allyn Inc (ECRI) | 15320020 | Active | HQ
MPW1852 |  | GS Integrated Wall System | Ophthalmoscope/Otoscope/Vital Signs Measuring Systems (ECRI) | Welch Allyn Inc (ECRI) | 767 Series | 767 Series | Welch Allyn Inc (ECRI) | Not Available | Active | HQ
MPW1853 |  | Sphygmomanometer | Sphygmomanometers (ECRI) | Welch Allyn Inc (ECRI) | Tycos | Tycos | Welch Allyn Inc (ECRI) | 150916173845 | Active | HQ
MPW1854 |  | Microscope, Laboratory | Microscopes, Laboratory (ECRI) | Seiler Instrument (ECRI) | SeilerScope | SeilerScope | Seiler Instrument (ECRI) | Not Available | Active | HQ
MPW1855 |  | Refrigerator | Refrigerators (ECRI) | Avanti Products (ECRI) | Not Available | Not Available | Avanti Products (ECRI) | Not Available | Active | HQ
MPW1857 |  | Scale, Floor | Scales, Floor (ECRI) | Seca NA (ECRI) | 769 | 769 | Seca NA (ECRI) | 5769208151336 | Active | HQ
MPW1858 |  | Light, Examination | Lights, Examination (ECRI) | Welch Allyn Inc (ECRI) | GS IV | GS Exam Light IV | Welch Allyn Inc (ECRI) | Not Available | Active | HQ
MPW1859 |  | Table, Examination/Treatment | Tables, Examination/Treatment (ECRI) | Midmark Corp (ECRI) | 222 | 222 | Midmark Corp (ECRI) | V1713824 | Active | HQ
MPW1860 |  | Sphygmomanometer | Sphygmomanometers (ECRI) | Welch Allyn Inc (ECRI) | Tycos | Tycos | Welch Allyn Inc (ECRI) | 151125181945 | Active | HQ
MPW1861 |  | GS Integrated Wall System | Ophthalmoscope/Otoscope/Vital Signs Measuring Systems (ECRI) | Welch Allyn Inc (ECRI) | 767 Series | 767 Series | Welch Allyn Inc (ECRI) | Not Available | Active | HQ
MPW1862 | HQM015 | Thermometer, Electronic | Thermometers, Electronic (ECRI) | Welch Allyn Inc (ECRI) | 690 | SureTemp Plus | Welch Allyn Inc (ECRI) | 15480368 | Active | HQ
MPW1863 |  | Light, Examination | Lights, Examination (ECRI) | Welch Allyn Inc (ECRI) | 444XX | Green Series 300 | Welch Allyn Inc (ECRI) | Not Available | Active | HQ
MPW1864 | HQRP012 | Table, Examination/Treatment | Tables, Examination/Treatment (ECRI) | Midmark Corp (ECRI) | 104 | 104 | Midmark Corp (ECRI) | CD110351 | Active | HQ
MPW1865 |  | Sphygmomanometer | Sphygmomanometers (ECRI) | Welch Allyn Inc (ECRI) | Tycos | Tycos | Welch Allyn Inc (ECRI) | 150903175505 | Active | HQ
MPW1866 |  | GS Integrated Wall System | Ophthalmoscope/Otoscope/Vital Signs Measuring Systems (ECRI) | Welch Allyn Inc (ECRI) | 767 Series | 767 Series | Welch Allyn Inc (ECRI) | Not Available | Active | HQ
MPW1867 | HQM015 | Thermometer, Electronic | Thermometers, Electronic (ECRI) | Welch Allyn Inc (ECRI) | 690 | SureTemp Plus | Welch Allyn Inc (ECRI) | 16050731 | Active | HQ
MPW1868 |  | Scale, Floor | Scales, Floor (ECRI) | Seca NA (ECRI) | 769 | 769 | Seca NA (ECRI) | 5769161155103 | Active | HQ
MPW1869 |  | Oximeters, Pulse | Oximeters, Pulse (ECRI) | Bovie Medical Corp. | 770R | 770R | Bovie Medical Corp. | A7R01117 | Active | HQ
MPW1870 |  | Scale, Floor | Scales, Floor (ECRI) | Seca NA (ECRI) | 769 | 769 | Seca NA (ECRI) | 5769163155112 | Active | HQ
MPW1871 |  | Light, Examination | Lights, Examination (ECRI) | Welch Allyn Inc (ECRI) | GS 300 | GS 300 | Welch Allyn Inc (ECRI) | Not Available | Active | HQ
MPW1872 |  | Table, Examination/Treatment | Tables, Examination/Treatment (ECRI) | Midmark Corp (ECRI) | 222 | 222 | Midmark Corp (ECRI) | V1713776 | Active | HQ
MPW1873 |  | GS Integrated Wall System | Ophthalmoscope/Otoscope/Vital Signs Measuring Systems (ECRI) | Welch Allyn Inc (ECRI) | 767 Series | 767 Series | Welch Allyn Inc (ECRI) | Not Available | Active | HQ
MPW1874 |  | Sphygmomanometer | Sphygmomanometers (ECRI) | Welch Allyn Inc (ECRI) | Tycos | Tycos | Welch Allyn Inc (ECRI) | 150903175395 | Active | HQ
MPW1875 |  | Scale, Floor | Scales, Floor (ECRI) | Seca NA (ECRI) | 7691321998 | 7691321998 | Seca NA (ECRI) | 10000001095438 | Active | HQ
MPW1876 | PROCEDURE R | Light, Examination | Lights, Examination (ECRI) | Welch Allyn Inc (ECRI) | GS IV | GS Exam Light IV | Welch Allyn Inc (ECRI) | Not Available | Active | HQ
MPW1877 |  | Table, Examination/Treatment | Tables, Examination/Treatment (ECRI) | Midmark Corp (ECRI) | 222-016 | 222-016 | Midmark Corp (ECRI) | V1706213 | Active | HQ
MPW1878 |  | Footswitches | Footswitches (ECRI) | Midmark Corp (ECRI) | Not Available | Not Available | Midmark Corp (ECRI) | Not Available | Active | HQ
MPW1879 |  | Sphygmomanometer | Sphygmomanometers (ECRI) | Welch Allyn Inc (ECRI) | Tycos | Tycos | Welch Allyn Inc (ECRI) | 150903211125 | Active | HQ
MPW1880 |  | GS Integrated Wall System | Ophthalmoscope/Otoscope/Vital Signs Measuring Systems (ECRI) | Welch Allyn Inc (ECRI) | 767 Series | 767 Series | Welch Allyn Inc (ECRI) | Not Available | Active | HQ
MPW1881 |  | Thermometer, Electronic | Thermometers, Electronic (ECRI) | Welch Allyn Inc (ECRI) | 690 | SureTemp Plus | Welch Allyn Inc (ECRI) | 15300434 | Active | HQ
MPW1882 |  | Detector, Blood Flow | Detectors, Blood Flow, Ultrasonic (ECRI) | Huntleigh Diagnostics (ECRI) | D930 | Dopplex | Huntleigh Diagnostics (ECRI) | Not Available | Active | HQ
MPW1883 |  | Fetal Doppler | Detectors, Fetal Heart, Ultrasonic (ECRI) | Huntleigh Diagnostics (ECRI) | FD3 | Fetal Dopplex III | Huntleigh Diagnostics (ECRI) | Not Available | Active | HQ
MPW1884 |  | Oximeter, Pulse | Oximeters, Pulse (ECRI) | Bovie Medical Corp. | 770R | 770R | Bovie Medical Corp. | A7R01130 | Active | HQ
MPW1885 |  | Thermometer, Electronic | Thermometers, Electronic, Infrared (ECRI) | Berrcom Medical Co (ECRI) | JXB-178 | JXB-178 | Berrcom Medical Co (ECRI) | C05200396919 | Active | HQ
MPW1886 | HQKOB011 | Defibrillator, External, Auto | Defibrillators, External, Auto (ECRI) | ZOLL Medical Corp (ECRI) | AED Plus | AED Plus | ZOLL Medical Corp (ECRI) | X09J426103 | Active | HQ
MPW1887 |  | Scale, Floor | Scales, Floor (ECRI) | Seca NA (ECRI) | 769 | 769 | Seca NA (ECRI) | 5769163155113 | Active | HQ
MPW1888 |  | Table, Examination/Treatment | Tables, Examination/Treatment (ECRI) | Midmark Corp (ECRI) | 222-016 | 222-016 | Midmark Corp (ECRI) | V1713784 | Active | HQ
MPW1889 |  | GS Integrated Wall System | Ophthalmoscope/Otoscope/Vital Signs Measuring Systems (ECRI) | Welch Allyn Inc (ECRI) | 767 Series | 767 Series | Welch Allyn Inc (ECRI) | Not Available | Active | HQ
MPW1890 |  | Sphygmomanometer | Sphygmomanometers (ECRI) | Welch Allyn Inc (ECRI) | Tycos | Tycos | Welch Allyn Inc (ECRI) | 151221195095 | Active | HQ
MPW1891 | PROCEDURE R | Light, Examination | Lights, Examination (ECRI) | Welch Allyn Inc (ECRI) | GS IV | GS Exam Light IV | Welch Allyn Inc (ECRI) | Not Available | Active | HQ
MPW1892 |  | Detector, Blood Flow | Detectors, Blood Flow, Ultrasonic (ECRI) | Summit Appliance (ECRI) | LifeDop | LifeDop | Summit Appliance (ECRI) | LD019092 | Active | HQ
MPW1893 | HQK005 CHAN | Defibrillator, External, Auto | Defibrillators, External, Auto (ECRI) | ZOLL Medical Corp (ECRI) | AED Plus | AED Plus | ZOLL Medical Corp (ECRI) | X09L433598 | Active | HQ
MPW1894 |  | Chair, Examination/Treatment | Chairs, Examination/Treatment (ECRI) | Midmark Corp (ECRI) | 230-001 | 230-001 | Midmark Corp (ECRI) | V1701758 | Out Of Service | HQ
MPW1895 |  | Module, Electrocardiograph | Modules, Electrocardiographs (ECRI) | Welch Allyn Inc (ECRI) | WAM | EKG WAM | Welch Allyn Inc (ECRI) | 118370002195 | Active | HQ
MPW1896 |  | Module, Electrocardiograph | Modules, Electrocardiographs (ECRI) | Welch Allyn Inc (ECRI) | WAM | EKG WAM | Welch Allyn Inc (ECRI) | 118370002194 | Active | HQ
MPW1897 |  | Stress Exercise, Cardiac | Stress Exercise, Cardiac (ECRI) | GE Healthcare (ECRI) | CASE | CASE | GE Healthcare (ECRI) | SJV13271273SA | Active | HQ
MPW1898 |  | Module, Electrocardiographs | Modules, Electrocardiographs (ECRI) | GE Healthcare (ECRI) | CAM-14 | CAM-14 | GE Healthcare (ECRI) | SK921460016PA | Active | HQ
MPW1899 |  | Sphygmomanometer | Sphygmomanometers (ECRI) | Welch Allyn Inc (ECRI) | Tycos | Tycos | Welch Allyn Inc (ECRI) | 11130181352 | Active | HQ
MPW1900 |  | Defibrillator | Defibrillators (ECRI) | Physio-Control Inc (ECRI) | LIFEPAK 20e | LIFEPAK 20e | Medtronic Inc (ECRI) | 44531115 | Active | HQ
MPW1901 |  | GS Integrated Wall System | Ophthalmoscope/Otoscope/Vital Signs Measuring Systems (ECRI) | Welch Allyn Inc (ECRI) | 767 Series | 767 Series | Welch Allyn Inc (ECRI) | Not Available | Active | HQ
MPW1902 |  | Thermometer, Electronic | Thermometers, Electronic (ECRI) | Welch Allyn Inc (ECRI) | 690 | SureTemp Plus | Welch Allyn Inc (ECRI) | 15320013 | Active | HQ
MPW1903 |  | Scale, Floor | Scales, Floor (ECRI) | Seca NA (ECRI) | 769 | 769 | Seca NA (ECRI) | 5769916315516 | Active | HQ
MPW1904 |  | Table, Examination/Treatment | Tables, Examination/Treatment (ECRI) | Midmark Corp (ECRI) | 204-001 | 204-001 | Midmark Corp (ECRI) | V1713793 | Active | HQ
MPW1905 | HQK018 CHAN | Light, Examination | Lights, Examination (ECRI) | Brewer Co (ECRI) | 15100 | 15100 | Brewer Co (ECRI) | BI0013628 | Active | HQ
MPW1906 |  | Sphygmomanometer | Sphygmomanometers (ECRI) | Welch Allyn Inc (ECRI) | CE0297 | CE0297 | Welch Allyn Inc (ECRI) | 150818215095 | Active | HQ
MPW1907 |  | GS Integrated Wall System | Ophthalmoscope/Otoscopes (ECRI) | Welch Allyn Inc (ECRI) | 901093 | Green Series 777 | Welch Allyn Inc (ECRI) | Not Available | Active | HQ
MPW1908 |  | Thermometer, Electronic | Thermometers, Electronic (ECRI) | Welch Allyn Inc (ECRI) | 690 | SureTemp Plus | Welch Allyn Inc (ECRI) | 15292984 | Active | HQ
MPW1909 |  | Thermometers, Electronic | Thermometers, Electronic, Infrared (ECRI) | Berrcom Medical Co (ECRI) | JXB-178 | JXB-178 | Berrcom Medical Co (ECRI) | Not Available | Active | HQ
MPW1910 |  | Scale, Floor | Scales, Floor (ECRI) | Seca NA (ECRI) | 769 | 769 | Seca NA (ECRI) | 5769208151362 | Active | HQ
MPW1911 |  | Table, Examination/Treatment | Tables, Examination/Treatment (ECRI) | Midmark Corp (ECRI) | 204 | 204 | Midmark Corp (ECRI) | V1713754 | Active | HQ
MPW1912 |  | Sphygmomanometer | Sphygmomanometers (ECRI) | Welch Allyn Inc (ECRI) | CE0297 | CE0297 | Welch Allyn Inc (ECRI) | 151116172355 | Active | HQ
MPW1913 |  | GS Integrated Wall System | Ophthalmoscope/Otoscopes (ECRI) | Welch Allyn Inc (ECRI) | 901093 | Green Series 777 | Welch Allyn Inc (ECRI) | Not Available | Active | HQ
MPW1914 |  | Thermometer, Electronic | Thermometers, Electronic (ECRI) | Welch Allyn Inc (ECRI) | 690 | SureTemp Plus | Welch Allyn Inc (ECRI) | 15331134 | Active | HQ
MPW1915 |  | Scale, Floor | Scales, Floor (ECRI) | Seca NA (ECRI) | 769 | 769 | Seca NA (ECRI) | 5769188159431 | Active | HQ
MPW1916 |  | Table, Examination/Treatment | Tables, Examination/Treatment (ECRI) | Midmark Corp (ECRI) | 204-001 | 204-001 | Midmark Corp (ECRI) | V1713849 | Active | HQ
MPW1917 |  | Sphygmomanometer | Sphygmomanometers (ECRI) | Welch Allyn Inc (ECRI) | CE0297 | CE0297 | Welch Allyn Inc (ECRI) | 15070102945 | Active | HQ
MPW1918 |  | GS Integrated Wall System | Ophthalmoscope/Otoscopes (ECRI) | Welch Allyn Inc (ECRI) | 901093 | Green Series 777 | Welch Allyn Inc (ECRI) | Not Available | Active | HQ
MPW1919 |  | Thermometer, Electronic | Thermometers, Electronic (ECRI) | Welch Allyn Inc (ECRI) | 690 | SureTemp Plus | Welch Allyn Inc (ECRI) | 15420738 | Active | HQ
MPW1920 |  | Module, Electrocardiograph | Modules, Electrocardiographs (ECRI) | Welch Allyn Inc (ECRI) | WAM | EKG WAM | Welch Allyn Inc (ECRI) | 124450000008 | Active | HQ
MPW1921 |  | Spirometer, Diagnostic | Spirometers, Diagnostic (ECRI) | Ndd Medical Technologies (ECRI | 570-0683 | EasyOne Air | Ndd Medical Technologies (ECRI | 1172291 | Active | HQ
MPW1922 |  | Audiometer | Audiometers (ECRI) | MAICO Diagnostics (ECRI) | MA25 | MA25 | MAICO Diagnostics (ECRI) | MA9117887 | Active | HQ
MPW1923 |  | Audiometer | Audiometers (ECRI) | MAICO Diagnostics (ECRI) | MA25 | MA25 | MAICO Diagnostics (ECRI) | MA9072334 | Active | HQ
MPW1924 |  | Scale, Floor | Scales, Floor (ECRI) | Seca NA (ECRI) | 769 | 769 | Seca NA (ECRI) | 10000000220567 | Active | HQ
MPW1925 |  | Table, Examination/Treatment | Tables, Examination/Treatment (ECRI) | Midmark Corp (ECRI) | 204-001 | 204-001 | Midmark Corp (ECRI) | V1713841 | Active | HQ
MPW1926 |  | Sphygmomanometer | Sphygmomanometers (ECRI) | Welch Allyn Inc (ECRI) | CE0297 | CE0297 | Welch Allyn Inc (ECRI) | 151126130985 | Active | HQ
MPW1927 |  | GS Integrated Wall System | Ophthalmoscope/Otoscopes (ECRI) | Welch Allyn Inc (ECRI) | 901093 | Green Series 777 | Welch Allyn Inc (ECRI) | Not Available | Active | HQ
MPW1928 |  | Thermometer, Electronic | Thermometers, Electronic (ECRI) | Welch Allyn Inc (ECRI) | 690 | SureTemp Plus | Welch Allyn Inc (ECRI) | 15452505 | Active | HQ
MPW1929 |  | Scale, Floor | Scales, Floor (ECRI) | Seca NA (ECRI) | 769 | 769 | Seca NA (ECRI) | 5769208151334 | Active | HQ
MPW1930 |  | Table, Examination/Treatment | Tables, Examination/Treatment, Adjustable (ECRI) | Midmark Corp (ECRI) | 204-002 | 204-002 | Midmark Corp (ECRI) | V1709595 | Active | HQ
MPW1931 |  | Sphygmomanometer | Sphygmomanometers (ECRI) | Welch Allyn Inc (ECRI) | CE0297 | CE0297 | Welch Allyn Inc (ECRI) | 150925180205 | Active | HQ
MPW1932 |  | GS Integrated Wall System | Ophthalmoscope/Otoscopes (ECRI) | Welch Allyn Inc (ECRI) | 901093 | Green Series 777 | Welch Allyn Inc (ECRI) | Not Available | Active | HQ
MPW1933 |  | Thermometer | Thermometers (ECRI) | Covidien Inc (ECRI) | Genius 2 | Genius | Covidien Inc (ECRI) | N1756959 | Active | HQ
MPW1936 |  | GS Integrated Wall System | Ophthalmoscope/Otoscopes (ECRI) | Welch Allyn Inc (ECRI) | 901093 | Green Series 777 | Welch Allyn Inc (ECRI) | Not Available | Active | HQ
MPW1938 |  | Thermometer, Electronic | Thermometers, Electronic (ECRI) | Welch Allyn Inc (ECRI) | 690 | SureTemp Plus | Welch Allyn Inc (ECRI) | 15331138 | Active | HQ
MPW1939 |  | Scale, Floor | Scales, Floor (ECRI) | Seca NA (ECRI) | 769 | 769 | Seca NA (ECRI) | 5769188159438 | Active | HQ
MPW1940 |  | Table, Examination/Treatment | Tables, Examination/Treatment (ECRI) | Midmark Corp (ECRI) | 204-001 | 204-001 | Midmark Corp (ECRI) | V1713815 | Active | HQ
MPW1941 |  | Sphygmomanometer | Sphygmomanometers (ECRI) | Welch Allyn Inc (ECRI) | CE0297 | CE0297 | Welch Allyn Inc (ECRI) | 150730213885 | Active | HQ
MPW1942 |  | GS Integrated Wall System | Ophthalmoscope/Otoscopes (ECRI) | Welch Allyn Inc (ECRI) | 901093 | Green Series 777 | Welch Allyn Inc (ECRI) | Not Available | Active | HQ
MPW1943 |  | Thermometer, Electronic | Thermometers, Electronic (ECRI) | Welch Allyn Inc (ECRI) | 690 | SureTemp Plus | Welch Allyn Inc (ECRI) | 15423052 | Active | HQ
MPW1945 |  | Scale, Floor | Scales, Floor (ECRI) | Seca NA (ECRI) | 769 | 769 | Seca NA (ECRI) | 5769188159425 | Active | HQ
MPW1946 | HQK006 CHAN | Exam Light | Lights, Examination (ECRI) | Brewer Co (ECRI) | 15100 | 15100 | Brewer Co (ECRI) | BI0013626 | Active | HQ
MPW1947 |  | Table, Examination/Treatment | Tables, Examination/Treatment (ECRI) | Midmark Corp (ECRI) | 204-011 | 204-011 | Midmark Corp (ECRI) | V1709596 | Active | HQ
MPW1948 |  | Sphygmomanometer | Sphygmomanometers (ECRI) | Welch Allyn Inc (ECRI) | CE0297 | CE0297 | Welch Allyn Inc (ECRI) | 150918201575 | Active | HQ
MPW1949 |  | GS Integrated Wall System | Ophthalmoscope/Otoscopes (ECRI) | Welch Allyn Inc (ECRI) | 901093 | Green Series 777 | Welch Allyn Inc (ECRI) | Not Available | Active | HQ
MPW1950 |  | Thermometer, Electronic | Thermometers, Electronic (ECRI) | Welch Allyn Inc (ECRI) | 690 | SureTemp Plus | Welch Allyn Inc (ECRI) | 15331125 | Active | HQ
MPW1951 |  | Thermometer, Electronic | Thermometers, Electronic (ECRI) | Welch Allyn Inc (ECRI) | 690 | SureTemp Plus | Welch Allyn Inc (ECRI) | 15412388 | Active | HQ
MPW1952 |  | Ophthalmoscope/Otoscope | Ophthalmoscope/Otoscopes (ECRI) | Welch Allyn Inc (ECRI) | 901093 | Green Series 777 | Welch Allyn Inc (ECRI) | Not Available | Active | HQ
MPW1953 |  | Sphygmomanometer | Sphygmomanometers (ECRI) | Welch Allyn Inc (ECRI) | CE0297 | CE0297 | Welch Allyn Inc (ECRI) | 150907175635 | Active | HQ
MPW1954 | HQP037-I 23 | Electrocardiograph, Portable | Electrocardiographs, Multichannel (ECRI) | Midmark Corp (ECRI) | IQecg | IQecg | Midmark Corp (ECRI) | 474925 | Active | HQ
MPW1955 |  | Thermometer | Thermometers (ECRI) | Hetaida Technology (ECRI) | VNT275US | VICKS | Hetaida Technology (ECRI) | 27420HTD | Active | HQ
MPW1956 |  | Scale, Floor | Scales, Floor (ECRI) | Seca NA (ECRI) | 769 | 769 | Seca NA (ECRI) | 5769093154167 | Active | HQ
MPW1957 | HQK017 CHAN | Table, Examination/Treatment | Tables, Examination/Treatment (ECRI) | Midmark Corp (ECRI) | 204-001 | 204-001 | Midmark Corp (ECRI) | V915128 | Active | HQ
MPW1958 |  | Ophthlamoscope/Otoscope | Ophthalmoscope/Otoscopes (ECRI) | Welch Allyn Inc (ECRI) | 901093 | Green Series 777 | Welch Allyn Inc (ECRI) | Not Available | Active | HQ
MPW1959 |  | Sphygmomanometer | Sphygmomanometers (ECRI) | Welch Allyn Inc (ECRI) | CE0297 | CE0297 | Welch Allyn Inc (ECRI) | 150730233065 | Active | HQ
MPW1960 |  | Ophthalmoscope/Otoscope | Ophthalmoscope/Otoscopes (ECRI) | Welch Allyn Inc (ECRI) | 901093 | Green Series 777 | Welch Allyn Inc (ECRI) | Not Available | Active | HQ
MPW1961 | HQK019 CHAN | Electroencephalograph | Electroencephalographs (ECRI) | Midmark Corp (ECRI) | IQmark | IQmark | Welch Allyn Inc (ECRI) | 445237 | Active | HQ
MPW1962 |  | Scale, Floor | Scales, Floor (ECRI) | Seca NA (ECRI) | 769 | 769 | Seca NA (ECRI) | 5769163155109 | Active | HQ
MPW1963 | HQK012 CHAN | Table, Examination/Treatment | Tables, Examination/Treatment, Adjustable (ECRI) | Midmark Corp (ECRI) | 623-008 | 623-008 | Midmark Corp (ECRI) | 709824 | Active | HQ
MPW1964 | HQK013 CHAN | Loght, Examination | Lights, Examination (ECRI) | Brewer Co (ECRI) | 15100 | 15100 | Brewer Co (ECRI) | BI0013631 | Active | HQ
MPW1965 |  | Thermometer, Electronic | Thermometers, Electronic (ECRI) | Welch Allyn Inc (ECRI) | 690 | SureTemp Plus | Welch Allyn Inc (ECRI) | Not Available | Active | HQ
MPW1966 |  | Opthlamoscope/Otoscope | Ophthalmoscope/Otoscopes (ECRI) | Welch Allyn Inc (ECRI) | 901093 | Green Series 777 | Welch Allyn Inc (ECRI) | Not Available | Active | HQ
MPW1967 |  | Sphygmomanometer | Sphygmomanometers (ECRI) | Welch Allyn Inc (ECRI) | CE0297 | CE0297 | Welch Allyn Inc (ECRI) | 151116073955 | Active | HQ
MPW1968 |  | Hand/Remote Control | Hand/Remote Control (ECRI) | Midmark Corp (ECRI) | Not Available | Not Available | Midmark Corp (ECRI) | Not Available | Active | HQ
MPW1969 |  | Centrifuge, Tabletop | Centrifuges, Tabletop (ECRI) | Drucker Diagnostics (ECRI) | 642E LabCorp | 642E LabCorp | Drucker Diagnostics (ECRI) | 130614-67 | Active | HQ
MPW1970 |  | Centrifuge, Tabletop | Centrifuges, Tabletop (ECRI) | Andreas Hettich Co (ECRI) | EBA 200 | EBA 200 | Andreas Hettich Co (ECRI) | 0003113-05 | Active | HQ
MPW1971 | HQK019 CHAN | Light, Examination | Lights, Examination (ECRI) | Welch Allyn Inc (ECRI) | GS 300 | GS 300 | Welch Allyn Inc (ECRI) | 151019 | Active | HQ
MPW1972 | HQP023 | Table, Examination/Treatment | Tables, Examination/Treatment, Adjustable (ECRI) | Midmark Corp (ECRI) | 204-002 | 204-002 | Midmark Corp (ECRI) | V641112 | Active | HQ
MPW1973 |  | Sphygmomanometer | Sphygmomanometers (ECRI) | Welch Allyn Inc (ECRI) | CE0297 | CE0297 | Welch Allyn Inc (ECRI) | 170613104695 | Active | HQ
MPW1974 |  | Scale, Floor | Scales, Floor (ECRI) | Doran Scales Inc (ECRI) | DS7060 | HandRail Scale | Doran Scales Inc (ECRI) | DS23010058 | Active | HQ
MPW1975 |  | Table, Examination/Treatment | Tables, Examination/Treatment (ECRI) | Midmark Corp (ECRI) | 204-001 | 204-001 | Midmark Corp (ECRI) | V1787252 | Active | HQ
MPW1976 |  | Sphygmomanometer | Sphygmomanometers (ECRI) | Hillrom Co Inc (ECRI) | CE0297 | CE0297 | Hillrom Co Inc (ECRI) | 221008081650 | Active | HQ
MPW1977 |  | Sphygmomanometer | Sphygmomanometers (ECRI) | Hillrom Co Inc (ECRI) | CE0473 | CE0473 | Hillrom Co Inc (ECRI) | 15006972 | Active | HQ
MPW1978 |  | Scale, Floor | Scales, Floor (ECRI) | Doran Scales Inc (ECRI) | DS7060 | HandRail Scale | Doran Scales Inc (ECRI) | DS23010055 | Active | HQ
MPW1979 |  | Sphygmomanometer | Sphygmomanometers (ECRI) | Welch Allyn Inc (ECRI) | CE0297 | CE0297 | Welch Allyn Inc (ECRI) | 101227180240 | Active | HQ
MPW1980 |  | Scale, Floor | Scales, Floor (ECRI) | Doran Scales Inc (ECRI) | DS7060 | HandRail Scale | Doran Scales Inc (ECRI) | DS23010053 | Active | HQ
MPW1981 |  | Module, Electrocardiograph | Modules, Electrocardiographs (ECRI) | Welch Allyn Inc (ECRI) | WAM | EKG WAM | Welch Allyn Inc (ECRI) | 118370002187 | Active | HQ
MPW1982 |  | Module, Electrocardiograph | Modules, Electrocardiographs (ECRI) | Welch Allyn Inc (ECRI) | WAM | EKG WAM | Welch Allyn Inc (ECRI) | 118370002197 | Active | HQ
MPW1983 |  | Module, Electrocardiograph | Modules, Electrocardiographs (ECRI) | Welch Allyn Inc (ECRI) | WAM | EKG WAM | Welch Allyn Inc (ECRI) | 119380000360 | Active | HQ
MPW1984 |  | Table, Examination/Treatment | Tables, Examination/Treatment (ECRI) | Midmark Corp (ECRI) | 244-001 | 244-001 | Midmark Corp (ECRI) | 175205066 | Active | HQ
MPW1985 |  | Scale, Floor | Scales, Floor (ECRI) | Pelstar (Health-O-Meter)(ECRI) | 1100KL | 1100KL | Pelstar (Health-O-Meter)(ECRI) | 1100E201805860 | Active | HQ
MPW1986 | HQKCT009 | GS Integrated Wall System | Ophthalmoscope/Otoscope/Vital Signs Measuring Systems (ECRI) | Welch Allyn Inc (ECRI) | 767 Series | 767 Series | Welch Allyn Inc (ECRI) | Not Available | Active | HQ
MPW1987 |  | Sphygmomanometer | Sphygmomanometers (ECRI) | Welch Allyn Inc (ECRI) | CE0297 | CE0297 | Welch Allyn Inc (ECRI) | 101222061009 | Active | HQ
MPW1988 |  | Hand/Remote Control | Hand/Remote Control (ECRI) | Not Available | Not Available | Not Available | Not Available | Not Available | Active | HQ
MPW1989 |  | Sphygmomanometer | Sphygmomanometers (ECRI) | Welch Allyn Inc (ECRI) | CE0297 | CE0297 | Welch Allyn Inc (ECRI) | 101222054842 | Active | HQ
MPW1990 |  | Scale, Floor | Scales, Floor (ECRI) | Doran Scales Inc (ECRI) | DS7060 | HandRail Scale | Doran Scales Inc (ECRI) | DS23010056 | Active | HQ
MPW1991 |  | Table, Examination/Treatment | Tables, Examination/Treatment (ECRI) | MedSurface (ECRI) | 32089 | Hi-Lo Table | MedSurface (ECRI) | 036543 | Active | HQ
MPW1992 | ND0848 | Ultrasound Therapy/Neuromuscul | Ultrasound Therapy/Neuromuscular (ECRI) | Richmar (ECRI) | 7.7 | Theratouch 7.7 | Richmar (ECRI) | 1028981663A | Active | HQ
MPW1993 |  | Table, Examination/Treatment | Tables, Examination/Treatment (ECRI) | MedSurface (ECRI) | 32089 | Hi-Lo Table | MedSurface (ECRI) | 036544 | Active | HQ
MPW1994 |  | Table, Examination/Treatment | Tables, Examination/Treatment (ECRI) | MedSurface (ECRI) | 32089 | Hi-Lo Table | MedSurface (ECRI) | 039155 | Active | HQ
MPW1995 | ND0952 | Ultrasound Therapy System | Ultrasound Therapy Systems (ECRI) | Richmar (ECRI) | CM2 | CM2 | Richmar (ECRI) | 0714031374 | Active | HQ
MPW1996 |  | Exerciser | Exercisers (ECRI) | HOIST Fitness Systems (ECRI) | Not Available | Not Available | HOIST Fitness Systems (ECRI) | 9B-16808 | Active | HQ
MPW1997 | ND0695 | Table, Examination/Treatment | Tables, Examination/Treatment, Adjustable, Physical Therapy (ECRI) | Hausmann Industries Inc (ECRI) | 1440-68 | 1440-68 | Hausmann Industries Inc (ECRI) | 6002 | Active | HQ
MPW1998 |  | Footswitch | Footswitches (ECRI) | MAGNETIC CO. | NOT AVAILABLE | NOT AVAILABLE | MAGNETIC CO. | Not Available | Active | HQ
MPW1999 |  | Exerciser | Exercisers (ECRI) | HOIST Fitness Systems (ECRI) | Not Available | Not Available | HOIST Fitness Systems (ECRI) | 98-14876 | Active | HQ
MPW2000 |  | Exerciser | Exercisers (ECRI) | Not Available | Not Available | Not Available | Not Available | Not Available | Active | HQ
MPW2001 |  | Table, Imaging, Ultrasound | Tables, Imaging, Ultrasound (ECRI) | Biodex Medical Systems (ECRI) | 058-700 | Echo Pro Table | Biodex Medical Systems (ECRI) | 16040572 | Active | HQ
MPW2002 |  | Readers, Radiofrequency | Readers, Radiofrequency Identification Tags (ECRI) | Lantheus Medical Imaging (ECRI | VMIX2 | VialMix RFID | Lantheus Medical Imaging (ECRI | 2231909627 | Active | HQ
MPW2003 |  | Sphygmomanometer | Sphygmomanometers (ECRI) | Hillrom Co Inc (ECRI) | Not Available | Not Available | Hillrom Co Inc (ECRI) | 230904104500 | Active | HQ
MPW2004 |  | Electrosurgical Unit | Electrosurgical Units (ECRI) | Medtronic Inc (ECRI) | Not Available | Not Available | Medtronic Inc (ECRI) | SPM011450A | Active | HQ
MPW2005 |  | Electrocardiograph | Electrocardiographs, Multichannel (ECRI) | GE Healthcare (ECRI) | 7600 | 7600 | Ivy Biomedical Systems (ECRI) | 16010388 | Active | HQ
MPW2006 |  | Reader, Radiofrequency | Readers, Radiofrequency Identification Tags (ECRI) | Lantheus Medical Imaging (ECRI | VMIX2 | VialMix RFID | Lantheus Medical Imaging | 2230100770 | Active | HQ
MPW2007 |  | Table, Imaging, Ultrasound | Tables, Imaging, Ultrasound (ECRI) | Biodex Medical Systems (ECRI) | 058-700 | Echo Pro Table | Biodex Medical Systems (ECRI) | 16030569 | Active | HQ
MPW2008 |  | Detector, Blood Flow | Detectors, Blood Flow, Ultrasonic (ECRI) | Summit Appliance (ECRI) | Not Available | Not Available | Summit Appliance (ECRI) | VA007421 | Active | HQ
MPW2009 | HQKCT006 | Monitor, Vital Signs | Monitors, Vital Signs (ECRI) | Welch Allyn Inc (ECRI) | 42N0B | Spot Vital Signs | Welch Allyn Inc (ECRI) | 200210434 | Active | HQ
MPW2010 |  | Infusion Pump | Infusion Pumps (ECRI) | Baxter Healthcare Corp (ECRI) | 3570009 | Spectrum IQ | Baxter Healthcare Corp (ECRI) | 3602325 | Active | HQ
MPW2011 |  | Suction Unit | Suction Units (ECRI) | SSCOR Inc (ECRI) | 2314B | 2314B | SSCOR Inc (ECRI) | N10439 | Active | HQ
MPW2012 |  | Centrifuge, Tabletop | Centrifuges, Tabletop (ECRI) | Drucker Diagnostics (ECRI) | 642E Cardinal | 642E Cardinal | Cardinal Health (ECRI) | 190113DZ361 | Active | HQ
MPW2013 |  | Monitors, Blood | Monitors, Blood Pressure (ECRI) | CoaguSense Inc (ECRI) | COAG-SENSE | COAG-SENSE | CoaguSense Inc (ECRI) | D001034N0275 | Active | HQ
MPW2014 |  | Table, Examination/Treatment | Tables, Examination/Treatment (ECRI) | Midmark Corp (ECRI) | 204-001 | 204-001 | Midmark Corp (ECRI) | V1031807 | Active | HQ
MPW2015 |  | Scale, Infant | Scales, Infant (ECRI) | Seca NA (ECRI) | 354 | seca 354 | Seca NA (ECRI) | 8354348201068 | Active | HQ
MPW2016 |  | Thermometer, Electronic | Thermometers, Electronic (ECRI) | Welch Allyn Inc (ECRI) | 690 | SureTemp Plus | Welch Allyn Inc (ECRI) | 14410043 | Active | HQ
MPW2017 |  | Monitor, Vital Signs | Monitors, Vital Signs (ECRI) | Welch Allyn Inc (ECRI) | LXI | Spot Vital Signs | Welch Allyn Inc (ECRI) | 20170601807 | Active | HQ
MPW2018 |  | GS Integrated Wall System | Ophthalmoscope/Otoscope/Vital Signs Measuring Systems (ECRI) | Welch Allyn Inc (ECRI) | 767 Series | 767 Series | Welch Allyn Inc (ECRI) | Not Available | Active | HQ
MPW2019 |  | Sphygmomanometer | Sphygmomanometers (ECRI) | Welch Allyn Inc (ECRI) | Tycos | Tycos | Welch Allyn Inc (ECRI) | 140228055705 | Active | HQ
MPW2020 |  | Thermometer, Infrared | Thermometers, Electronic, Infrared (ECRI) | MedSource Labs (ECRI) | MS-131002 | MS-131002 | MedSource Labs (ECRI) | 2005175P10963 | Active | HQ
MPW2021 |  | Audiometer | Audiometers (ECRI) | Welch Allyn Inc (ECRI) | 71123 | Charging Stand | Welch Allyn Inc (ECRI) | 201601837 | Active | HQ
MPW2022 |  | Scale, Infant | Scales, Infant (ECRI) | Seca NA (ECRI) | 354 | seca 354 | Seca NA (ECRI) | 835438201103 | Active | HQ
MPW2023 |  | Defibrillator, External, Auto | Defibrillators, External, Auto (ECRI) | ZOLL Medical Corp (ECRI) | AED Plus | AED Plus | ZOLL Medical Corp (ECRI) | X09L433587 | Active | HQ
MPW2024 |  | Sphygmomanometer | Sphygmomanometers (ECRI) | Welch Allyn Inc (ECRI) | Tycos | Tycos | Welch Allyn Inc (ECRI) | 090119171530 | Active | HQ
MPW2025 | HQK011 | GS Integrated Wall System | Ophthalmoscope/Otoscope/Vital Signs Measuring Systems (ECRI) | Welch Allyn Inc (ECRI) | 767 Series | 767 Series | Welch Allyn Inc (ECRI) | Not Available | Active | HQ
MPW2026 | HQK016 | Thermometer, Electronic | Thermometers, Electronic (ECRI) | Welch Allyn Inc (ECRI) | 690 | SureTemp Plus | Welch Allyn Inc (ECRI) | 09030001 | Active | HQ
MPW2027 |  | Light, Examination | Lights, Examination (ECRI) | Burton Medical LLC (ECRI) | Not Available | Not Available | Burton Medical LLC (ECRI) | 12591 | Active | HQ
MPW2028 |  | Table, Examination/Treatment | Tables, Examination/Treatment (ECRI) | Midmark Corp (ECRI) | 204-001 | 204-001 | Midmark Corp (ECRI) | V1032547 | Active | HQ
MPW2029 |  | Scale, Floor | Scales, Floor (ECRI) | Seca NA (ECRI) | 7691321998 | 7691321998 | Seca NA (ECRI) | 10000000804420 | Active | HQ
MPW2030 |  | Scale, Floor | Scales, Floor (ECRI) | Seca NA (ECRI) | 7691321998 | 7691321998 | Seca NA (ECRI) | 10000000805500 | Active | HQ
MPW2031 |  | Table, Examination/Treatment | Tables, Examination/Treatment (ECRI) | Midmark Corp (ECRI) | 204-001 | 204-001 | Midmark Corp (ECRI) | V1031748 | Active | HQ
MPW2032 |  | Light, Examination | Lights, Examination (ECRI) | Not Available | Not Available | Not Available | Not Available | Not Available | Active | HQ
MPW2033 |  | Sphygmomanometer | Sphygmomanometers (ECRI) | Welch Allyn Inc (ECRI) | Tycos | Tycos | Welch Allyn Inc (ECRI) | 090119170438 | Active | HQ
MPW2034 | HQK008 | GS Integrated Wall System | Ophthalmoscope/Otoscope/Vital Signs Measuring Systems (ECRI) | Welch Allyn Inc (ECRI) | 767 Series | 767 Series | Welch Allyn Inc (ECRI) | Not Available | Active | HQ
MPW2035 | HQRS011 | Thermometer, Electronic | Thermometers, Electronic (ECRI) | Welch Allyn Inc (ECRI) | 690 | SureTemp Plus | Welch Allyn Inc (ECRI) | 09443687 | Active | HQ
MPW2036 |  | Scale, Floor | Scales, Floor (ECRI) | Seca NA (ECRI) | 7691321998 | 7691321998 | Seca NA (ECRI) | 10000000804427 | Active | HQ
MPW2037 |  | Sphygmomanometer | Sphygmomanometers (ECRI) | Welch Allyn Inc (ECRI) | Tycos | Tycos | Welch Allyn Inc (ECRI) | 090306102026 | Active | HQ
MPW2038 | HQRP014 | GS Integrated Wall System | Ophthalmoscope/Otoscope/Vital Signs Measuring Systems (ECRI) | Welch Allyn Inc (ECRI) | 767 Series | 767 Series | Welch Allyn Inc (ECRI) | Not Available | Retired | HQ
MPW2039 |  | Thermometer, Electronic | Thermometers, Electronic (ECRI) | Welch Allyn Inc (ECRI) | 690 | SureTemp Plus | Welch Allyn Inc (ECRI) | 11441334 | Active | HQ
MPW2040 |  | Scale, Floor | Scales, Floor (ECRI) | Seca NA (ECRI) | 7691321998 | 7691321998 | Seca NA (ECRI) | 10000000804421 | Active | HQ
MPW2041 |  | Table, Examination/Treatment | Tables, Examination/Treatment (ECRI) | Midmark Corp (ECRI) | 204-011 | 204-011 | Midmark Corp (ECRI) | V2142505 | Active | HQ
MPW2042 |  | Sphygmomanometer | Sphygmomanometers (ECRI) | Welch Allyn Inc (ECRI) | Tycos | Tycos | Welch Allyn Inc (ECRI) | 090119162353 | Active | HQ
MPW2043 | HQK015 | GS Integrated Wall System | Ophthalmoscope/Otoscope/Vital Signs Measuring Systems (ECRI) | Welch Allyn Inc (ECRI) | 767 Series | 767 Series | Welch Allyn Inc (ECRI) | Not Available | Active | HQ
MPW2044 |  | Thermometer, Electronic | Thermometers, Electronic (ECRI) | Welch Allyn Inc (ECRI) | 690 | SureTemp Plus | Welch Allyn Inc (ECRI) | 09026587 | Active | HQ
MPW2045 |  | Light, Examination | Lights, Examination (ECRI) | Graham Field Health (ECRI) | DLT | DLT | Graham Field Health (ECRI) | Not Available | Active | HQ
MPW2046 |  | Scale, Floor | Scales, Floor (ECRI) | Detecto Scale Co (ECRI) | 758C | 758C | Detecto Scale Co (ECRI) | E143090180 | Active | HQ
MPW2047 |  | Table, Examination/Treatment | Tables, Examination/Treatment (ECRI) | Midmark Corp (ECRI) | 204-011 | 204-011 | Midmark Corp (ECRI) | V2169790 | Active | HQ
MPW2048 |  | Sphygmomanometer | Sphygmomanometers (ECRI) | Welch Allyn Inc (ECRI) | Tycos | Tycos | Welch Allyn Inc (ECRI) | 140228073845 | Active | HQ
MPW2049 | HQK002 | GS Integrated Wall System | Ophthalmoscope/Otoscope/Vital Signs Measuring Systems (ECRI) | Welch Allyn Inc (ECRI) | 767 Series | 767 Series | Welch Allyn Inc (ECRI) | Not Available | Active | HQ
MPW2050 | HQRS011 | Thermometer, Electronic | Thermometers, Electronic (ECRI) | Welch Allyn Inc (ECRI) | 690 | SureTemp Plus | Welch Allyn Inc (ECRI) | 10150365 | Active | HQ
MPW2051 |  | Light, Examination | Lights, Examination (ECRI) | Goodwin Manfacturing (ECRI) | 1196-01 | 1196-01 | Goodwin Manfacturing (ECRI) | Not Available | Active | HQ
MPW2052 |  | Scale, Floor | Scales, Floor (ECRI) | Pelstar (Health-O-Meter)(ECRI) | 597KL | 597KL | Pelstar (Health-O-Meter)(ECRI) | 597T003420 | Active | HQ
MPW2053 |  | Table, Examination/Treatment | Tables, Examination/Treatment (ECRI) | Midmark Corp (ECRI) | 204-001 | 204-001 | Midmark Corp (ECRI) | V1140514 | Active | HQ
MPW2054 |  | Light, Examination | Lights, Examination (ECRI) | Midmark Corp (ECRI) | 250-002 | 250-002 | Midmark Corp (ECRI) | V1815305 | Active | HQ
MPW2055 |  | Sphygmomanometer | Sphygmomanometers (ECRI) | Welch Allyn Inc (ECRI) | Tycos | Tycos | Welch Allyn Inc (ECRI) | 091019074746 | Active | HQ
MPW2056 | HQRS007 | GS Integrated Wall System | Ophthalmoscope/Otoscope/Vital Signs Measuring Systems (ECRI) | Welch Allyn Inc (ECRI) | 767 Series | 767 Series | Welch Allyn Inc (ECRI) | Not Available | Active | HQ
MPW2057 |  | Thermometer, Electronic | Thermometers, Electronic (ECRI) | Welch Allyn Inc (ECRI) | 690 | SureTemp Plus | Welch Allyn Inc (ECRI) | 09443748 | Active | HQ
MPW2058 |  | Light, Examination | Lights, Examination (ECRI) | Midmark Corp (ECRI) | 253-400264 | 253-400264 | Midmark Corp (ECRI) | V236944 | Active | HQ
MPW2059 |  | Table, Examination/Treatment | Tables, Examination/Treatment (ECRI) | Midmark Corp (ECRI) | 204-001 | 204-001 | Midmark Corp (ECRI) | V1369000 | Active | HQ
MPW2060 |  | Scale, Floor | Scales, Floor (ECRI) | Pelstar (Health-O-Meter)(ECRI) | 500KL | 500KL | Pelstar (Health-O-Meter)(ECRI) | 5004121213901 | Active | HQ
MPW2061 |  | Sphygmomanometer | Sphygmomanometers (ECRI) | Welch Allyn Inc (ECRI) | Tycos | Tycos | Welch Allyn Inc (ECRI) | 091019075306 | Active | HQ
MPW2062 | HQRS001 | GS Integrated Wall System | Ophthalmoscope/Otoscope/Vital Signs Measuring Systems (ECRI) | Welch Allyn Inc (ECRI) | 767 Series | 767 Series | Welch Allyn Inc (ECRI) | Not Available | Active | HQ
MPW2063 |  | Thermometer, Electronic | Thermometers, Electronic (ECRI) | Welch Allyn Inc (ECRI) | 690 | SureTemp Plus | Welch Allyn Inc (ECRI) | 09470543 | Active | HQ
MPW2064 |  | Scale, Floor | Scales, Floor (ECRI) | Seca NA (ECRI) | 7691321998 | 7691321998 | Seca NA (ECRI) | 10000000804467 | Active | HQ
MPW2065 |  | Table, Examination/Treatment | Tables, Examination/Treatment (ECRI) | Midmark Corp (ECRI) | 204-011 | 204-011 | Midmark Corp (ECRI) | V2152550 | Active | HQ
MPW2066 |  | Sphygmomanometer | Sphygmomanometers (ECRI) | Welch Allyn Inc (ECRI) | Tycos | Tycos | Welch Allyn Inc (ECRI) | 091016071545 | Active | HQ
MPW2067 | HQRS014 | GS Integrated Wall System | Ophthalmoscope/Otoscope/Vital Signs Measuring Systems (ECRI) | Welch Allyn Inc (ECRI) | 767 Series | 767 Series | Welch Allyn Inc (ECRI) | Not Available | Retired | HQ
MPW2068 |  | Thermometer, Electronic | Thermometers, Electronic (ECRI) | Welch Allyn Inc (ECRI) | 690 | SureTemp Plus | Welch Allyn Inc (ECRI) | 19450169 | Retired | HQ
MPW2069 |  | Monitor, Blood Pressure | Monitors, Blood Pressure (ECRI) | Welch Allyn Inc (ECRI) | ProBP 3400 | ProBP 3400 | Welch Allyn Inc (ECRI) | 100038483824 | Active | HQ
MPW2070 |  | Thermometer, Electronic | Thermometers, Electronic, Infrared (ECRI) | Hetaida Technology (ECRI) | Not Available | Not Available | Hetaida Technology (ECRI) | 2003054E06574 | Active | HQ
MPW2071 |  | Monitor, Blood Pressure | Monitors, Blood Pressure (ECRI) | Welch Allyn Inc (ECRI) | ProBP 3400 | ProBP 3400 | Welch Allyn Inc (ECRI) | 100098803824 | Active | HQ
MPW2072 |  | Monitor, Blood Pressure | Monitors, Blood Pressure (ECRI) | Welch Allyn Inc (ECRI) | ProBP 3400 | ProBP 3400 | Welch Allyn Inc (ECRI) | 201102368 | Active | HQ
MPW2073 |  | Thermometer, Electronic | Thermometers, Electronic (ECRI) | Welch Allyn Inc (ECRI) | 690 | SureTemp Plus | Welch Allyn Inc (ECRI) | 09200384 | Active | HQ
MPW2074 |  | Monitor, Blood Pressure | Monitors, Blood Pressure (ECRI) | Welch Allyn Inc (ECRI) | ProBP 3400 | ProBP 3400 | Welch Allyn Inc (ECRI) | 100090233624 | Active | HQ
MPW2075 |  | Electrocardiograph, Portable | Electrocardiographs, Multichannel (ECRI) | Midmark Corp (ECRI) | IQecg | IQecg | Midmark Corp (ECRI) | 465795 | Active | HQ
MPW2076 |  | Electrocardiograph, Portable | Electrocardiographs, Multichannel (ECRI) | Midmark Corp (ECRI) | IQecg | IQecg | Midmark Corp (ECRI) | 465018 | Active | HQ
MPW2077 |  | Electrocardiograph, Portable | Electrocardiographs, Multichannel (ECRI) | Midmark Corp (ECRI) | IQecg | IQecg | Midmark Corp (ECRI) | 475310 | Active | HQ
MPW2078 |  | Light, Examination, UV | Lights, Examination, Ultraviolet, Portable/Handheld (ECRI) | Burton Medical LLC (ECRI) | UV503 | UV503 | Burton Medical LLC (ECRI) | 7009963 | Active | HQ
MPW2079 |  | Nebulizer | Nebulizers (ECRI) | DeVilbliss Healthcare (ECRI) | 18081 | Power Neb Ultra | DeVilbliss Healthcare (ECRI) | 13M161013258 | Active | HQ
MPW2080 |  | Audiometer | Audiometers (ECRI) | Micro Audiometrics Corp (ECRI) | ES3M | EarScan 3 | Micro Audiometrics Corp (ECRI) | 01040300162F | Active | HQ
MPW2081 |  | Analyzer, Point-of-Care | Analyzers, Point-of-Care, Whole Blood, Hematology, Hemoglobin (ECRI) | HemoCue AB (ECRI) | HB 801 | Hb 801 | HemoCue AB (ECRI) | 2337020033 | Active | HQ
MPW2082 |  | Analyzer, Laboratory, Blood | Analyzers, Laboratory, Blood (ECRI) | HemoCue AB (ECRI) | B-HEMOGLOBIN | HEMOGLOBINOMETER | HemoCue AB (ECRI) | 1036118054 | Active | HQ
MPW2083 |  | Analyzer, Laboratory, Blood | Analyzers, Laboratory, Blood (ECRI) | CoaguSense Inc (ECRI) | 03P63-01 | 03P63-01 | CoaguSense Inc (ECRI) | D001034N0277 | Active | HQ
MPW2084 |  | Nebulizer | Nebulizers (ECRI) | Medline Industries Inc (ECRI) | HCSDOGNEB | HCSDOGNEB | Medline Industries Inc (ECRI) | VT30100753 | Active | HQ
MPW2085 |  | Analyzer, POC, Whole Blood | Analyzers, Point-of-Care, Whole Blood (ECRI) | Abbott Laboratories Inc (ECRI) | Afinion 2 | Afinion 2 | Abbott Laboratories Inc (ECRI) | AF20048365 | Active | HQ
MPW2086 |  | Analyzer, Immunoassay | Analyzers, Laboratory, Immunoassay, Photometric (ECRI) | BD (ECRI) | Veritor Plus | Veritor Plus | BD (ECRI) | 2206072J65630 | Active | HQ
MPW2087 |  | Analyzer, Laboratory, Urine | Analyzers, Laboratory, Urine (ECRI) | Siemens Healthcare (ECRI) | CLINITEK | CLINITEK Status+ | Siemens Healthcare (ECRI) | 327447 | Active | HQ
MPW2088 |  | Centrifuge, Tabletop | Centrifuges, Tabletop (ECRI) | Drucker Diagnostics (ECRI) | 642E Cardinal | 642E Cardinal | Drucker Diagnostics (ECRI) | 520112-836 | Active | HQ
MPW2089 |  | Nebulizer | Nebulizers (ECRI) | PARI Respiratory (ECRI) | 85B0000 | PRONEB | PARI Respiratory (ECRI) | DLLNB05462 | Active | HQ
MPW2090 |  | Scale, Floor | Scales, Floor (ECRI) | Seca NA (ECRI) | 7691321998 | 7691321998 | Seca NA (ECRI) | 10000000804426 | Retired | HQ
MPW2091 |  | Thermometer, Electronic | Thermometers, Electronic (ECRI) | Welch Allyn Inc (ECRI) | 690 | SureTemp Plus | Welch Allyn Inc (ECRI) | 15390078 | Active | HQ
MPW2092 | HQHOP002 | Ophthalmoscope/Otoscope | Ophthalmoscope/Otoscopes (ECRI) | Welch Allyn Inc (ECRI) | 76751 | 76751 | Welch Allyn Inc (ECRI) | Not Available | Active | HQ
MPW2093 |  | Sphygmomanometer | Sphygmomanometers (ECRI) | Welch Allyn Inc (ECRI) | Tycos | Tycos | Welch Allyn Inc (ECRI) | 160920211105 | Active | HQ
MPW2094 | HQHOP006 | Table, Examination/Treatment | Tables, Examination/Treatment, Adjustable (ECRI) | Midmark Corp (ECRI) | 623-007 | 623-007 | Midmark Corp (ECRI) | V0851826 | Active | HQ
MPW2095 |  | Hand/Remote Control | Hand/Remote Control (ECRI) | Midmark Corp (ECRI) | Not Available | Not Available | Midmark Corp (ECRI) | Not Available | Active | HQ
MPW2096 |  | Scale, Floor | Scales, Floor (ECRI) | Tanita Corp (ECRI) | BWB-800 | BWB-800 | Tanita Corp (ECRI) | Not Available | Active | HQ
MPW2097 |  | Scale, Floor | Scales, Floor (ECRI) | Tanita Corp (ECRI) | BWB-800 | BWB-800 | Tanita Corp (ECRI) | Not Available | Active | HQ
MPW2098 |  | Sphygmomanometer | Sphygmomanometers (ECRI) | McKesson Medical-Surg (ECRI) | Not Available | Not Available | McKesson Medical-Surg (ECRI) | Not Available | Active | HQ
MPW2099 | HQHOP003 | Ophthalmoscope/Otoscope | Ophthalmoscope/Otoscopes (ECRI) | Welch Allyn Inc (ECRI) | 76751 | 76751 | Welch Allyn Inc (ECRI) | Not Available | Active | HQ
MPW2100 |  | Thermometer, Electronic | Thermometers, Electronic (ECRI) | Welch Allyn Inc (ECRI) | 690 | SureTemp Plus | Welch Allyn Inc (ECRI) | 08237713 | Active | HQ
MPW2101 |  | Centrifuge, Tabletop | Centrifuges, Tabletop (ECRI) | Drucker Diagnostics (ECRI) | 642E Quest | Horizon 642E Quest | Drucker Diagnostics (ECRI) | 181213DU903 | Active | HQ
MPW2102 |  | Electrocardiograph Unit | Electrocardiographs, Multichannel (ECRI) | Welch Allyn Inc (ECRI) | ELI 380 | ELI 380 | Welch Allyn Inc (ECRI) | 124250000673 | Active | HQ
MPW2103 |  | Module, Electrocardiograph | Modules, Electrocardiographs (ECRI) | Welch Allyn Inc (ECRI) | AM12 | AM12 | Welch Allyn Inc (ECRI) | 124240000337 | Active | HQ
MPW2104 |  | Scale, Floor | Scales, Floor (ECRI) | Doran Scales Inc (ECRI) | DS7060 | HandRail Scale | Doran Scales Inc (ECRI) | DS23010054 | Active | HQ
MPW2105 | HQKCT010 | Table, Examination/Treatment | Tables, Examination/Treatment, Adjustable (ECRI) | Midmark Corp (ECRI) | 204-002 | 204-002 | Midmark Corp (ECRI) | V657875 | Active | HQ
MPW2106 |  | Sphygmomanometer | Sphygmomanometers (ECRI) | Welch Allyn Inc (ECRI) | CE0297 | CE0297 | Welch Allyn Inc (ECRI) | 21008081240 | Active | HQ
MPW2107 |  | Sphygmomanometer, Aneroid | Sphygmomanometers, Aneroid (ECRI) | Henry Schein Inc (ECRI) | CE0473 | CE0473 | Henry Schein Inc (ECRI) | 5006970 | Active | HQ
MPW2108 |  | Sphygmomanometer | Sphygmomanometers (ECRI) | Welch Allyn Inc (ECRI) | CE0297 | CE0297 | Welch Allyn Inc (ECRI) | 110110210713 | Active | HQ
MPW2109 |  | Scale, Floor | Scales, Floor (ECRI) | Doran Scales Inc (ECRI) | DS7060 | HandRail Scale | Doran Scales Inc (ECRI) | DS23010082 | Active | HQ
MPW2110 |  | Table, Examination/Treatment | Tables, Examination/Treatment (ECRI) | Midmark Corp (ECRI) | 204-001 | 204-001 | Midmark Corp (ECRI) | V1787247 | Active | HQ
MPW2111 |  | Sphygmomanometer | Sphygmomanometers (ECRI) | Welch Allyn Inc (ECRI) | CE0297 | CE0297 | Welch Allyn Inc (ECRI) | 101222070310 | Active | HQ
MPW2112 |  | Scale, Floor | Scales, Floor (ECRI) | Doran Scales Inc (ECRI) | DS7060 | HandRail Scale | Doran Scales Inc (ECRI) | DS23010057 | Active | HQ
MPW2113 |  | Mobile Heating Unit | Moist Heat Therapy Pack Conditioners (ECRI) | DJO Global Inc (ECRI) | 2502 | M-4 Hydrocollator | DJO Global Inc (ECRI) | T6442C | Active | HQ
MPW2114 |  | Recumbent Cross Trainer | Exercisers, Elliptical (ECRI) | NuStep LLC (ECRI) | T4r | NuStep T4r | NuStep LLC (ECRI) | T4r519482 | Active | HQ
MPW2115 | ND0953 | Exerciser, Treadmill | Exercisers, Treadmills (ECRI) | Landice Inc (ECRI) | L7 | L7 | Landice Inc (ECRI) | L7-32525 | Active | HQ
MPW2116 | ND1872 | Exercisers, Stair/Stepper | Exercisers, Stair/Stepper (ECRI) | Landice Inc (ECRI) | ElliptiMill | ElliptiMill | Landice Inc (ECRI) | E-0102491 | Active | HQ
MPW2117 |  | Exerciser, Bicycle, Upright | Exercisers, Bicycle, Upright (ECRI) | Biodex Medical Systems (ECRI) | SB1 | medBike SB1 | Biodex Medical Systems (ECRI) | 2040718090334 | Active | HQ
MPW2118 |  | Exerciser, Upper/Lower Cycler | Exercisers (ECRI) | SCIFIT (ECRI) | PRO2 | PRO2 | SCIFIT (ECRI) | 660-018647 | Active | HQ
MPW2119 |  | Recumbent Bicycle | Exercisers, Bicycle (ECRI) | SportsArt Fitness (ECRI) | C521U | C521U | SportsArt Fitness (ECRI) | Z0026127 | Active | HQ
MPW2120 | NW038 | Exerciser, Stair/Stepper | Exercisers, Stair/Stepper (ECRI) | NuStep LLC (ECRI) | TRS 4000 | TRS 4000 | NuStep LLC (ECRI) | 457308 | Active | HQ
MPW2121 | ND1268 | Exerciser, Stair/Stepper | Exercisers, Stair/Stepper (ECRI) | CYBEX International Inc (ECRI) | Kinetron II | Kinetron II | CYBEX International Inc (ECRI) | K-4080782 | Active | HQ
MPW2122 |  | Sphygmomanometer | Sphygmomanometers, Electronic (ECRI) | A&D Medical (ECRI) | UA-767F | UA-767F | A&D Medical (ECRI) | Not Available | Active | HQ
MPW2123 |  | Defibrillator, External, Auto | Defibrillators, External, Auto (ECRI) | ZOLL Medical Corp (ECRI) | AED Plus | AED Plus | ZOLL Medical Corp (ECRI) | X10K477033 | Active | HQ
MPW2124 |  | Table, Examination/Treatment | Tables, Examination/Treatment (ECRI) | Hill Laboratories Co (ECRI) | HA90M | HA90M | Hill Laboratories Co (ECRI) | 241176 | Active | HQ
MPW2125 |  | Footswitches | Footswitches (ECRI) | SunTech Medical Inc (ECRI) | Not Available | Not Available | SunTech Medical Inc (ECRI) | Not Available | Active | HQ
MPW2126 | ND0847 | Ultrasound Therapy System | Ultrasound Therapy/Neuromuscular (ECRI) | Richmar (ECRI) | 7.7 | Theratouch 7.7 | Richmar (ECRI) | 1201982245A | Active | HQ
MPW2127 |  | Table, Examination/Treatment | Tables, Examination/Treatment (ECRI) | Midmark Corp (ECRI) | 204-011 | 204-011 | Midmark Corp (ECRI) | V2156313 | Active | HQ
MPW2128 |  | Sphygmomanometer | Sphygmomanometers (ECRI) | Welch Allyn Inc (ECRI) | CE0297 | CE0297 | Welch Allyn Inc (ECRI) | 190906172015 | Active | HQ
MPW2129 |  | GS Integrated Wall System | Ophthalmoscope/Otoscopes (ECRI) | Welch Allyn Inc (ECRI) | 901093 | Green Series 777 | Welch Allyn Inc (ECRI) | 19287 | Active | HQ
MPW2130 |  | Thermometer, Electronic | Thermometers, Electronic (ECRI) | Welch Allyn Inc (ECRI) | 690 | SureTemp Plus | Welch Allyn Inc (ECRI) | 19305556 | Active | HQ
MPW2131 |  | Light, Examination | Lights, Examination (ECRI) | Welch Allyn Inc (ECRI) | GS 300 | GS 300 | Welch Allyn Inc (ECRI) | Not Available | Active | HQ
MPW2132 |  | Scale, Floor | Scales, Floor (ECRI) | Seca NA (ECRI) | 769 | 769 | Seca NA (ECRI) | 10000000247354 | Active | HQ
MPW2133 |  | Sphygmomanometer | Sphygmomanometers (ECRI) | Welch Allyn Inc (ECRI) | CE0297 | CE0297 | Welch Allyn Inc (ECRI) | 190906162415 | Active | HQ
MPW2134 |  | GS Integrated Wall System | Ophthalmoscope/Otoscopes (ECRI) | Welch Allyn Inc (ECRI) | 901093 | Green Series 777 | Welch Allyn Inc (ECRI) | 19289 | Active | HQ
MPW2135 |  | Table, Examination/Treatment | Tables, Examination/Treatment (ECRI) | Midmark Corp (ECRI) | 204-011 | 204-011 | Midmark Corp (ECRI) | V2156320 | Retired | HQ
MPW2136 |  | Thermometer, Electronic | Thermometers, Electronic (ECRI) | Welch Allyn Inc (ECRI) | 690 | SureTemp Plus | Welch Allyn Inc (ECRI) | 19306184 | Active | HQ
MPW2137 |  | Table, Examination/Treatment | Tables, Examination/Treatment (ECRI) | Midmark Corp (ECRI) | 204-011 | 204-011 | Midmark Corp (ECRI) | V2156317 | Active | HQ
MPW2138 |  | Sphygmomanometer | Sphygmomanometers (ECRI) | Welch Allyn Inc (ECRI) | CE0297 | CE0297 | Welch Allyn Inc (ECRI) | 181026014015 | Active | HQ
MPW2139 |  | GS Integrated Wall System | Ophthalmoscope/Otoscopes (ECRI) | Welch Allyn Inc (ECRI) | 901093 | Green Series 777 | Welch Allyn Inc (ECRI) | 19116 | Active | HQ
MPW2140 |  | Table, Examination/Treatment | Tables, Examination/Treatment (ECRI) | Midmark Corp (ECRI) | 204-011 | 204-011 | Midmark Corp (ECRI) | V2152603 | Active | HQ
MPW2141 | HQC022 | Table, Examination/Treatment | Tables, Examination/Treatment (ECRI) | Midmark Corp (ECRI) | 204-001 | 204-001 | Midmark Corp (ECRI) | V720142 | Active | HQ
MPW2142 |  | Sphygmomanometer | Sphygmomanometers (ECRI) | Welch Allyn Inc (ECRI) | CE0297 | CE0297 | Welch Allyn Inc (ECRI) | 080925205007 | Active | HQ
MPW2143 | HQC031 | GS Integrated Wall System | Ophthalmoscope/Otoscope/Vital Signs Measuring Systems (ECRI) | Welch Allyn Inc (ECRI) | 767 Series | 767 Series | Welch Allyn Inc (ECRI) | Not Available | Active | HQ
MPW2144 | HQC041 | Table, Examination/Treatment | Tables, Examination/Treatment (ECRI) | Midmark Corp (ECRI) | 204-001 | 204-001 | Midmark Corp (ECRI) | V720163 | Active | HQ
MPW2145 |  | Sphygmomanometer | Sphygmomanometers (ECRI) | Welch Allyn Inc (ECRI) | CE0297 | CE0297 | Welch Allyn Inc (ECRI) | 170802214255 | Active | HQ
MPW2146 | HQC034 | GS Integrated Wall System | Ophthalmoscope/Otoscope/Vital Signs Measuring Systems (ECRI) | Welch Allyn Inc (ECRI) | 767 Series | 767 Series | Welch Allyn Inc (ECRI) | Not Available | Active | HQ
MPW2147 |  | Light, Examination | Lights, Examination (ECRI) | Graham Field Health (ECRI) | BK-62-141 | BK-62-141 | Graham Field Health (ECRI) | Not Available | Active | HQ
MPW2148 | HQC036 | Table, Examination/Treatment | Tables, Examination/Treatment (ECRI) | Midmark Corp (ECRI) | 204-001 | 204-001 | Midmark Corp (ECRI) | V720158 | Active | HQ
MPW2149 |  | Sphygmomanometer | Sphygmomanometers (ECRI) | Welch Allyn Inc (ECRI) | CE0297 | CE0297 | Welch Allyn Inc (ECRI) | 080925204054 | Active | HQ
MPW2150 | HQC027 | GS Integrated Wall System | Ophthalmoscope/Otoscope/Vital Signs Measuring Systems (ECRI) | Welch Allyn Inc (ECRI) | 767 Series | 767 Series | Welch Allyn Inc (ECRI) | Not Available | Active | HQ
MPW2151 | HQC026 | Thermometer, Electronic | Thermometers, Electronic (ECRI) | Welch Allyn Inc (ECRI) | 690 | SureTemp Plus | Welch Allyn Inc (ECRI) | 09040280 | Active | HQ
MPW2152 | HQC025 | Table, Examination/Treatment | Tables, Examination/Treatment (ECRI) | Midmark Corp (ECRI) | 204-001 | 204-001 | Midmark Corp (ECRI) | V720156 | Active | HQ
MPW2153 |  | Sphygmomanometer | Sphygmomanometers (ECRI) | Welch Allyn Inc (ECRI) | CE0297 | CE0297 | Welch Allyn Inc (ECRI) | 081016093418 | Active | HQ
MPW2154 | HQC008 | GS Integrated Wall System | Ophthalmoscope/Otoscope/Vital Signs Measuring Systems (ECRI) | Welch Allyn Inc (ECRI) | 767 Series | 767 Series | Welch Allyn Inc (ECRI) | Not Available | Active | HQ
MPW2155 |  | Light, Examination | Lights, Examination (ECRI) | Graham Field Health (ECRI) | Not Available | Not Available | Graham Field Health (ECRI) | Not Available | Active | HQ
MPW2156 |  | Chair, Examination, Podiatry | Chairs, Examination/Treatment, Podiatry (ECRI) | Midmark Corp (ECRI) | 646-001 | 646-001 | Midmark Corp (ECRI) | V2569878 | Active | HQ
MPW2157 |  | Sphygmomanometer | Sphygmomanometers (ECRI) | Welch Allyn Inc (ECRI) | CE0297 | CE0297 | Welch Allyn Inc (ECRI) | 081021075759 | Active | HQ
MPW2158 | HQC015 | GS Integrated Wall System | Ophthalmoscope/Otoscope/Vital Signs Measuring Systems (ECRI) | Welch Allyn Inc (ECRI) | 767 Series | 767 Series | Welch Allyn Inc (ECRI) | Not Available | Active | HQ
MPW2159 |  | Footswitches | Footswitches (ECRI) | Midmark Corp (ECRI) | Not Available | Not Available | Midmark Corp (ECRI) | Not Available | Active | HQ
MPW2160 | HQC004 | Table, Examination/Treatment | Tables, Examination/Treatment, Adjustable (ECRI) | Midmark Corp (ECRI) | 623-008 | 623-008 | Midmark Corp (ECRI) | V690956 | Active | HQ
MPW2161 |  | Scale, Floor | Scales, Floor (ECRI) | Seca NA (ECRI) | 769 | 769 | Seca NA (ECRI) | 10000000220551 | Active | HQ
MPW2162 |  | Sphygmomanometer | Sphygmomanometers (ECRI) | Welch Allyn Inc (ECRI) | CE0297 | CE0297 | Welch Allyn Inc (ECRI) | 081016085838 | Active | HQ
MPW2163 | HQC024 | GS Integrated Wall System | Ophthalmoscope/Otoscope/Vital Signs Measuring Systems (ECRI) | Welch Allyn Inc (ECRI) | 767 Series | 767 Series | Welch Allyn Inc (ECRI) | Not Available | Active | HQ
MPW2164 |  | Thermometer, Electronic | Thermometers, Electronic (ECRI) | Welch Allyn Inc (ECRI) | 690 | SureTemp Plus | Welch Allyn Inc (ECRI) | 24387488 | Active | HQ
MPW2165 |  | Footswitches | Footswitches (ECRI) | Midmark Corp (ECRI) | Not Available | Not Available | Midmark Corp (ECRI) | Not Available | Active | HQ
MPW2166 |  | Footswitches | Footswitches (ECRI) | Midmark Corp (ECRI) | Not Available | Not Available | Midmark Corp (ECRI) | Not Available | Active | HQ
MPW2170 |  | Scale, Floor | Scales, Floor (ECRI) | Pelstar (Health-O-Meter)(ECRI) | 1100KL | 1100KL | Pelstar (Health-O-Meter)(ECRI) | 1100E261106680 | Active | HQ
MPW2171 |  | Table, Examination/Treatment | Tables, Examination/Treatment (ECRI) | Midmark Corp (ECRI) | 100-037 | 100-037 | Midmark Corp (ECRI) | KE005795 | Active | HQ
MPW2172 | HQWAP034 | Table, Examination/Treatment | Tables, Examination/Treatment (ECRI) | Midmark Corp (ECRI) | 222-001-203-4 | 222-001-203-4 | Midmark Corp (ECRI) | V651333 | Active | HQ
MPW2173 |  | Table, Examination/Treatment | Tables, Examination/Treatment (ECRI) | Midmark Corp (ECRI) | 204-011 | 204-011 | Midmark Corp (ECRI) | V2138236 | Active | HQ
MPW2174 |  | Monitor, Vital Signs | Monitors, Vital Signs (ECRI) | Welch Allyn Inc (ECRI) | 75CT | Connex Spot Monitor | Welch Allyn Inc (ECRI) | 100038500523 | Active | HQ
MPW2175 |  | Thermometers, Electronic | Thermometers, Electronic, Infrared (ECRI) | Hetaida Technology (ECRI) | HTD8813C | HTD8813C | Hetaida Technology (ECRI) | 2003054J02261 | Active | HQ
MPW2176 |  | Defibrillator, External, Auto | Defibrillators, External, Auto (ECRI) | ZOLL Medical Corp (ECRI) | AED Plus | AED Plus | ZOLL Medical Corp (ECRI) | X23J709929 | Active | HQ
MPW2177 |  | Thermometer, Electronic | Thermometers, Electronic (ECRI) | Welch Allyn Inc (ECRI) | 105801 | CareTemp | Welch Allyn Inc (ECRI) | 20713914314 | Active | HQ
MPW2178 |  | Nebulizer | Nebulizers (ECRI) | Philips Respironics Inc (ECRI) | 1095060 | 1095060 | Philips Respironics Inc (ECRI) | 1012953462 | Active | HQ
MPW2179 |  | Defibrillator, External, Auto | Defibrillators, External, Auto (ECRI) | ZOLL Medical Corp (ECRI) | AED Plus | AED Plus | ZOLL Medical Corp (ECRI) | X23G652456 | Active | HQ
MPW2180 |  | OXYGEN CONCENTRATOR | Concentrator, O2 | AIRSEP CORP | VISION AIRE5 | VISION AIRE5 | AIRSEP CORP | BUB0115280563 | Active | HQ
MPW2181 |  | Audiometer | Audiometers (ECRI) | AMBCO Electronics (ECRI) | 650A | 650A | AMBCO Electronics (ECRI) | B19541 | Active | HQ
MPW2182 |  | Defibrillator, External, Auto | Defibrillators, External, Auto (ECRI) | ZOLL Medical Corp (ECRI) | AED Plus | AED Plus | ZOLL Medical Corp (ECRI) | X23J709864 | Active | HQ
MPW2183 |  | Scale, Floor | Scales, Floor (ECRI) | Pelstar (Health-O-Meter)(ECRI) | 500KL | 500KL | Pelstar (Health-O-Meter)(ECRI) | 5002123-242390 | Active | HQ
MPW2184 |  | Chair, Examination/Treatment | Chairs, Examination/Treatment (ECRI) | Midmark Corp (ECRI) | 626-001 | 626-001 | Midmark Corp (ECRI) | V2622848 | Active | HQ
MPW2185 |  | Footswitches | Footswitches (ECRI) | Midmark Corp (ECRI) | Not Available | Not Available | Midmark Corp (ECRI) | Not Available | Active | HQ
MPW2186 |  | Footswitch | Footswitches (ECRI) | Midmark Corp (ECRI) | 029-10000-XX | 029-10000-XX | Midmark Corp (ECRI) | Not Available | Active | HQ
MPW2187 |  | Sphygmomanometer | Sphygmomanometers (ECRI) | Welch Allyn Inc (ECRI) | CE0297 | CE0297 | Welch Allyn Inc (ECRI) | 230316064430 | Active | HQ
MPW2188 |  | GS Integrated Wall System | Ophthalmoscope/Otoscope/Vital Signs Measuring Systems (ECRI) | Welch Allyn Inc (ECRI) | 767 Series | 767 Series | Welch Allyn Inc (ECRI) | Not Available | Active | HQ
MPW2189 |  | GS Integrated Wall System | Ophthalmoscope/Otoscopes (ECRI) | Welch Allyn Inc (ECRI) | 901093 | Green Series 777 | Welch Allyn Inc (ECRI) | Not Available | Active | HQ
MPW2190 |  | Thermometer, Electronic | Thermometers, Electronic (ECRI) | Welch Allyn Inc (ECRI) | 690 | SureTemp Plus | Welch Allyn Inc (ECRI) | Not Available | Active | HQ
MPW2191 |  | Infrared Thermometer | Thermometers, Electronic, Infrared (ECRI) | MedSource Labs (ECRI) | JXB-178 | JXB-178 | MedSource Labs (ECRI) | M68200551195 | Active | HQ
MPW2192 |  | Scale, Floor | Scales, Floor (ECRI) | Pelstar (Health-O-Meter)(ECRI) | 500KL | 500KL | Pelstar (Health-O-Meter)(ECRI) | 5002123-242272 | Active | HQ
MPW2193 |  | Chair, Examination/Treatment | Chairs, Examination/Treatment (ECRI) | Midmark Corp (ECRI) | 626-001 | 626-001 | Midmark Corp (ECRI) | V2631519 | Active | HQ
MPW2194 |  | Footswitches | Footswitches (ECRI) | Midmark Corp (ECRI) | Not Available | Not Available | Midmark Corp (ECRI) | Not Available | Active | HQ
MPW2196 |  | Sphygmomanometer | Sphygmomanometers (ECRI) | Welch Allyn Inc (ECRI) | CE0297 | CE0297 | Welch Allyn Inc (ECRI) | 230316071150 | Active | HQ
MPW2197 |  | GS Integrated Wall System | Ophthalmoscope/Otoscopes (ECRI) | Welch Allyn Inc (ECRI) | 901093 | Green Series 777 | Welch Allyn Inc (ECRI) | Not Available | Active | HQ
MPW2198 |  | Thermometer, Electronic | Thermometers, Electronic (ECRI) | Welch Allyn Inc (ECRI) | 690 | SureTemp Plus | Welch Allyn Inc (ECRI) | Not Available | Active | HQ
MPW2200 |  | Infrared Thermometer | Thermometers, Electronic, Infrared (ECRI) | MedSource Labs (ECRI) | JXB-178 | JXB-178 | MedSource Labs (ECRI) | M68200520964 | Active | HQ
MPW2201 |  | Ophthalmoscope/Otoscope | Ophthalmoscope/Otoscopes (ECRI) | Welch Allyn Inc (ECRI) | 901093 | Green Series 777 | Welch Allyn Inc (ECRI) | 19289 | Active | HQ
MPW2202 |  | Sphygmomanometer | Sphygmomanometers (ECRI) | Welch Allyn Inc (ECRI) | CE0297 | CE0297 | Welch Allyn Inc (ECRI) | 190962063805 | Active | HQ
MPW2203 |  | Table, Examination/Treatment | Tables, Examination/Treatment, Adjustable (ECRI) | Midmark Corp (ECRI) | 623-008 | 623-008 | Midmark Corp (ECRI) | V1265435 | Active | HQ
MPW2204 |  | Footswitches | Footswitches (ECRI) | Midmark Corp (ECRI) | Not Available | Not Available | Midmark Corp (ECRI) | Not Available | Active | HQ
MPW2205 |  | Footswitches | Footswitches (ECRI) | Midmark Corp (ECRI) | Not Available | Not Available | Midmark Corp (ECRI) | Not Available | Active | HQ
MPW2206 |  | Table, Examination/Treatment | Tables, Examination/Treatment (ECRI) | Midmark Corp (ECRI) | 204-011 | 204-011 | Midmark Corp (ECRI) | V2156324 | Active | HQ
MPW2207 |  | Ophthalmoscope/Otoscope | Ophthalmoscope/Otoscopes (ECRI) | Welch Allyn Inc (ECRI) | 901093 | Green Series 777 | Welch Allyn Inc (ECRI) | 19275 | Active | HQ
MPW2208 |  | Sphygmomanometer | Sphygmomanometers (ECRI) | Welch Allyn Inc (ECRI) | CE0297 | CE0297 | Welch Allyn Inc (ECRI) | 190815153275 | Active | HQ
MPW2209 |  | Thermometer, Electronic | Thermometers, Electronic (ECRI) | Welch Allyn Inc (ECRI) | 690 | SureTemp Plus | Welch Allyn Inc (ECRI) | 20433703 | Active | HQ
MPW2210 |  | Ophthalmoscope/Otoscope | Ophthalmoscope/Otoscopes (ECRI) | Welch Allyn Inc (ECRI) | 901093 | Green Series 777 | Welch Allyn Inc (ECRI) | 19115 | Active | HQ
MPW2211 |  | Sphygmomanometer | Sphygmomanometers (ECRI) | Welch Allyn Inc (ECRI) | CE0297 | CE0297 | Welch Allyn Inc (ECRI) | 181026032905 | Active | HQ
MPW2212 |  | Scale, Floor | Scales, Floor (ECRI) | Pelstar (Health-O-Meter)(ECRI) | 500KL | 500KL | Pelstar (Health-O-Meter)(ECRI) | 50001111610 | Active | HQ
MPW2213 |  | Table, Examination/Treatment | Tables, Examination/Treatment (ECRI) | Midmark Corp (ECRI) | 204-011 | 204-011 | Midmark Corp (ECRI) | V2152490 | Active | HQ
MPW2214 |  | Light, Examination | Lights, Examination (ECRI) | Welch Allyn Inc (ECRI) | GS 300 | GS 300 | Welch Allyn Inc (ECRI) | Not Available | Active | HQ
MPW2215 |  | Table, Examination/Treatment | Tables, Examination/Treatment (ECRI) | Midmark Corp (ECRI) | 204-011 | 204-011 | Midmark Corp (ECRI) | V2162600 | Active | HQ
MPW2216 |  | Sphygmomanometer | Sphygmomanometers (ECRI) | Welch Allyn Inc (ECRI) | CE0297 | CE0297 | Welch Allyn Inc (ECRI) | 181026023005 | Active | HQ
MPW2217 |  | Ophthalmoscope/Otoscope | Ophthalmoscope/Otoscopes (ECRI) | Welch Allyn Inc (ECRI) | 901093 | Green Series 777 | Welch Allyn Inc (ECRI) | 18508829 | Active | HQ
MPW2218 | HQC028 | Table, Examination/Treatment | Tables, Examination/Treatment (ECRI) | Midmark Corp (ECRI) | 204-001 | 204-001 | Midmark Corp (ECRI) | V720224 | Active | HQ
MPW2219 |  | Sphygmomanometer | Sphygmomanometers (ECRI) | Welch Allyn Inc (ECRI) | CE0297 | CE0297 | Welch Allyn Inc (ECRI) | 081021075328 | Active | HQ
MPW2220 | HQC029 | GS Integrated Wall System | Ophthalmoscope/Otoscope/Vital Signs Measuring Systems (ECRI) | Welch Allyn Inc (ECRI) | 767 Series | 767 Series | Welch Allyn Inc (ECRI) | Not Available | Active | HQ
MPW2221 |  | Thermometer, Electronic | Thermometers, Electronic (ECRI) | Welch Allyn Inc (ECRI) | 690 | SureTemp Plus | Welch Allyn Inc (ECRI) | 16352819 | Active | HQ
MPW2222 |  | Light, Examination | Lights, Examination (ECRI) | Graham Field Health (ECRI) | BJ-73-141 | BJ-73-141 | Graham Field Health (ECRI) | Not Available | Active | HQ
MPW2223 |  | Light, Examination | Lights, Examination (ECRI) | Graham Field Health (ECRI) | BJ-73-141 | BJ-73-141 | Graham Field Health (ECRI) | Not Available | Active | HQ
MPW2224 |  | Module, Electrocardiograph | Modules, Electrocardiographs (ECRI) | Welch Allyn Inc (ECRI) | AM12 | AM12 | Welch Allyn Inc (ECRI) | 122370000511 | Active | HQ
MPW2225 | T&M-NO REMI | Electrocardiograph, Portable | Electrocardiographs, Multichannel (ECRI) | Midmark Corp (ECRI) | IQecg | IQecg | Midmark Corp (ECRI) | 442812 | Active | HQ
MPW2226 |  | Scale | Scales (ECRI) | Cardinal Health (ECRI) | 758C | 758C | Cardinal Health (ECRI) | E14008-0077 | Active | HQ
MPW2227 |  | Centrifuge, Tabletop | Centrifuges, Tabletop (ECRI) | Drucker Diagnostics (ECRI) | 642E Cardinal | 642E Cardinal | Drucker Diagnostics (ECRI) | 180613DH757 | Active | HQ
MPW2228 |  | Centrifuge, Tabletop | Centrifuges, Tabletop (ECRI) | Drucker Diagnostics (ECRI) | 642E Quest | Horizon 642E Quest | Drucker Diagnostics (ECRI) | 160813BN184 | Active | HQ
MPW2229 |  | Sphygmomanometer | Sphygmomanometers (ECRI) | Welch Allyn Inc (ECRI) | CE0297 | CE0297 | Welch Allyn Inc (ECRI) | 081021074526 | Active | HQ
MPW2230 | HQC021 | GS Integrated Wall System | Ophthalmoscope/Otoscope/Vital Signs Measuring Systems (ECRI) | Welch Allyn Inc (ECRI) | 767 Series | 767 Series | Welch Allyn Inc (ECRI) | N/A | Active | HQ
MPW2231 | HQC030 | Thermometer, Electronic | Thermometers, Electronic (ECRI) | Welch Allyn Inc (ECRI) | 690 | SureTemp Plus | Welch Allyn Inc (ECRI) | 09030853 | Active | HQ
MPW2233 |  | Module, Electrocardiograph | Modules, Electrocardiographs (ECRI) | Welch Allyn Inc (ECRI) | AM12 | AM12 | Welch Allyn Inc (ECRI) | 120150001053 | Active | HQ
MPW2234 | HQC016 | Defibrillator, External, Auto | Defibrillators, External, Auto (ECRI) | ZOLL Medical Corp (ECRI) | AED Plus | AED Plus | ZOLL Medical Corp (ECRI) | X09L433584 | Active | HQ
MPW2235 |  | Analyzer, POC, Whole Blood | Analyzers, Point-of-Care, Whole Blood (ECRI) | Abbott Laboratories Inc (ECRI) | Afinion 2 | Afinion 2 | Abbott Laboratories Inc (ECRI) | AF20041257 | Active | HQ
MPW2236 |  | Analyzer, Laboratory, Urine | Analyzers, Laboratory, Urine, Semiautomated (ECRI) | Siemens Healthcare (ECRI) | CLINITEK Status+ | CLINITEK Status+ | Siemens Healthcare (ECRI) | 13B1X10041000022 | Active | HQ
MPW2237 | HQC001 | GS Integrated Wall System | Ophthalmoscope/Otoscope/Vital Signs Measuring Systems (ECRI) | Welch Allyn Inc (ECRI) | 767 Series | 767 Series | Welch Allyn Inc (ECRI) | Not Available | Active | HQ
MPW2238 |  | Sphygmomanometer | Sphygmomanometers (ECRI) | Welch Allyn Inc (ECRI) | CE0297 | CE0297 | Welch Allyn Inc (ECRI) | 080416150022 | Active | HQ
MPW2239 | HQC007 | Table, Examination/Treatment | Tables, Examination/Treatment, Adjustable (ECRI) | Midmark Corp (ECRI) | 623-007 | 623-007 | Midmark Corp (ECRI) | V813975 | Active | HQ
MPW2240 | HQC014 | Thermometer, Electronic | Thermometers, Electronic (ECRI) | Welch Allyn Inc (ECRI) | 690 | SureTemp Plus | Welch Allyn Inc (ECRI) | 09030638 | Active | HQ
MPW2241 |  | Hand/Remote Control | Hand/Remote Control (ECRI) | Midmark Corp (ECRI) | Not Available | Not Available | Midmark Corp (ECRI) | Not Available | Active | HQ
MPW2242 |  | Footswitches | Footswitches (ECRI) | Midmark Corp (ECRI) | Not Available | Not Available | Midmark Corp (ECRI) | Not Available | Active | HQ
MPW2243 | HQC037 | Table, Examination/Treatment | Tables, Examination/Treatment, Adjustable (ECRI) | Midmark Corp (ECRI) | 204-002 | 204-002 | Midmark Corp (ECRI) | V663465 | Active | HQ
MPW2244 |  | Sphygmomanometer | Sphygmomanometers (ECRI) | Welch Allyn Inc (ECRI) | CE0297 | Tycos | Welch Allyn Inc (ECRI) | 081016090207 | Active | HQ
MPW2245 | HQC005 | GS Integrated Wall System | Ophthalmoscope/Otoscope/Vital Signs Measuring Systems (ECRI) | Welch Allyn Inc (ECRI) | 767 Series | 767 Series | Welch Allyn Inc (ECRI) | Not Available | Active | HQ
MPW2246 | HQC043 | Thermometer, Electronic | Thermometers, Electronic (ECRI) | Welch Allyn Inc (ECRI) | 690 | SureTemp Plus | Welch Allyn Inc (ECRI) | 08030855 | Active | HQ
MPW2247 | HQC032 | Table, Examination/Treatment | Tables, Examination/Treatment (ECRI) | Midmark Corp (ECRI) | 204-001 | 204-001 | Midmark Corp (ECRI) | V747147 | Active | HQ
MPW2248 |  | Sphygmomanometer | Sphygmomanometers (ECRI) | Welch Allyn Inc (ECRI) | CE0297 | Tycos | Welch Allyn Inc (ECRI) | 080415163859 | Active | HQ
MPW2249 | HQC038 | GS Integrated Wall System | Ophthalmoscope/Otoscope/Vital Signs Measuring Systems (ECRI) | Welch Allyn Inc (ECRI) | 767 Series | 767 Series | Welch Allyn Inc (ECRI) | Not Available | Active | HQ
MPW2250 | HQC012 | Thermometer, Electronic | Thermometers, Electronic (ECRI) | Welch Allyn Inc (ECRI) | 690 | SureTemp Plus | Welch Allyn Inc (ECRI) | 09040763 | Retired | HQ
MPW2251 |  | Sphygmomanometer | Sphygmomanometers (ECRI) | Welch Allyn Inc (ECRI) | CE0297 | CE0297 | Welch Allyn Inc (ECRI) | 080925204327 | Active | HQ
MPW2252 | HQC042 | GS Integrated Wall System | Ophthalmoscope/Otoscope/Vital Signs Measuring Systems (ECRI) | Welch Allyn Inc (ECRI) | 767 Series | 767 Series | Welch Allyn Inc (ECRI) | Not Available | Active | HQ
MPW2253 |  | Thermometer, Electronic | Thermometers, Electronic (ECRI) | Welch Allyn Inc (ECRI) | 690 | SureTemp Plus | Welch Allyn Inc (ECRI) | 24387492 | Active | HQ
MPW2254 | HQC013 | Table, Examination/Treatment | Tables, Examination/Treatment (ECRI) | Midmark Corp (ECRI) | 204-001 | 204-001 | Midmark Corp (ECRI) | V720228 | Active | HQ
MPW2267 | HQC003 | Table, Examination/Treatment | Tables, Examination/Treatment, Adjustable (ECRI) | Midmark Corp (ECRI) | 204-002 | 204-002 | Midmark Corp (ECRI) | V662965 | Active | HQ
MPW2269 | HQC011 | Table, Examination/Treatment | Tables, Examination/Treatment (ECRI) | Midmark Corp (ECRI) | 204-001 | 204-001 | Midmark Corp (ECRI) | V718925 | Active | HQ
MPW2272 |  | Defibrillator, External, Auto | Defibrillators, External, Auto (ECRI) | ZOLL Medical Corp (ECRI) | AED Plus | AED Plus | ZOLL Medical Corp (ECRI) | X23B586850 | Active | HQ
MPW2273 |  | Sphygmomanometer | Sphygmomanometers (ECRI) | Welch Allyn Inc (ECRI) | CE0297 | Tycos | Welch Allyn Inc (ECRI) | 230316091140 | Active | HQ
MPW2274 |  | Ophthalmoscope/Otoscope | Ophthalmoscope/Otoscopes (ECRI) | Welch Allyn Inc (ECRI) | 901093 | Green Series 777 | Welch Allyn Inc (ECRI) | Not Available | Active | HQ
MPW2275 |  | Otoscope | Otoscopes (ECRI) | Hillrom Co Inc (ECRI) | Not Available | Not Available | Hillrom Co Inc (ECRI) | Not Available | Active | HQ
MPW2276 |  | Thermometer, Electronic | Thermometers, Electronic (ECRI) | Welch Allyn Inc (ECRI) | 690 | SureTemp Plus | Welch Allyn Inc (ECRI) | Not Available | Active | HQ
MPW2277 |  | Chair, Examination/Treatment | Chairs, Examination/Treatment (ECRI) | Midmark Corp (ECRI) | 626-001 | 626-001 | Midmark Corp (ECRI) | V2630164 | Active | HQ
MPW2278 |  | Hand/Remote Control | Hand/Remote Control (ECRI) | Midmark Corp (ECRI) | Not Available | Not Available | Midmark Corp (ECRI) | Not Available | Active | HQ
MPW2279 |  | Footswitches | Footswitches (ECRI) | Midmark Corp (ECRI) | Not Available | Not Available | Midmark Corp (ECRI) | Not Available | Active | HQ
MPW2280 |  | Scale, Floor | Scales, Floor (ECRI) | Pelstar (Health-O-Meter)(ECRI) | 500KL | 500KL | Pelstar (Health-O-Meter)(ECRI) | 5002123-242274 | Active | HQ
MPW2281 |  | Scale, Floor | Scales, Floor (ECRI) | Pelstar (Health-O-Meter)(ECRI) | 500KL | 500KL | Pelstar (Health-O-Meter)(ECRI) | 5002123-242388 | Active | HQ
MPW2282 |  | Sphygmomanometer | Sphygmomanometers (ECRI) | Hillrom Co Inc (ECRI) | CE0297 | CE0297 | Hillrom Co Inc (ECRI) | 220511071150 | Active | HQ
MPW2283 |  | Otoscope | Otoscopes (ECRI) | Hillrom Co Inc (ECRI) | Not Available | Not Available | Hillrom Co Inc (ECRI) | Not Available | Active | HQ
MPW2284 |  | Thermometer, Electronic | Thermometers, Electronic (ECRI) | Welch Allyn Inc (ECRI) | 690 | SureTemp Plus | Welch Allyn Inc (ECRI) | Not Available | Active | HQ
MPW2285 |  | Ophthalmoscope/Otoscope | Ophthalmoscope/Otoscopes (ECRI) | Welch Allyn Inc (ECRI) | 901093 | Green Series 777 | Welch Allyn Inc (ECRI) | Not Available | Active | HQ
MPW2286 |  | Table, Examination/Treatment | Tables, Examination/Treatment (ECRI) | Midmark Corp (ECRI) | 244-001 | 244-001 | Midmark Corp (ECRI) | 232001343 | Active | HQ
MPW2287 |  | Hand/Remote Control | Hand/Remote Control (ECRI) | Not Available | Not Available | Not Available | Not Available | Not Available | Active | HQ
MPW2288 |  | Light, Examination | Lights, Examination (ECRI) | Midmark Corp (ECRI) | 253-016 | 253-016 | Midmark Corp (ECRI) | V2634059 | Active | HQ
MPW2289 |  | Centrifuge, Tabletop | Centrifuges, Tabletop (ECRI) | Drucker Diagnostics (ECRI) | 642E Quest | Horizon 642E Quest | Drucker Diagnostics (ECRI) | 171213CT103 | Active | HQ
MPW2290 |  | Analyzer, POC, Whole Blood | Analyzers, Point-of-Care, Whole Blood (ECRI) | Abbott Laboratories Inc (ECRI) | Afinion 2 | Afinion 2 | Abbott Laboratories Inc (ECRI) | AF20033502 | Active | HQ
MPW2291 |  | Chair, Examination/Treatment | Chairs, Examination/Treatment (ECRI) | Midmark Corp (ECRI) | 626-001 | 626-001 | Midmark Corp (ECRI) | V2630066 | Active | HQ
MPW2292 |  | Hand/Remote Control | Hand/Remote Control (ECRI) | Midmark Corp (ECRI) | Not Available | Not Available | Midmark Corp (ECRI) | Not Available | Active | HQ
MPW2293 |  | Footswitches | Footswitches (ECRI) | Midmark Corp (ECRI) | Not Available | Not Available | Midmark Corp (ECRI) | Not Available | Active | HQ
MPW2294 |  | Ophthalmoscope/Otoscope | Ophthalmoscope/Otoscope/Vital Signs Measuring Systems (ECRI) | Henry Schein Inc (ECRI) | 77791-MX-HS | Green Series 777 | Henry Schein Inc (ECRI) | Not Available | Active | HQ
MPW2295 |  | Sphygmomanometer | Sphygmomanometers (ECRI) | Hillrom Co Inc (ECRI) | CE0297 | CE0297 | Hillrom Co Inc (ECRI) | 230303102550 | Active | HQ
MPW2296 |  | Otoscope | Otoscopes (ECRI) | Hillrom Co Inc (ECRI) | Not Available | Not Available | Hillrom Co Inc (ECRI) | Not Available | Active | HQ
MPW2297 |  | Thermometer, Electronic | Thermometers, Electronic (ECRI) | Welch Allyn Inc (ECRI) | 690 | SureTemp Plus | Welch Allyn Inc (ECRI) | Not Available | Active | HQ
MPW2298 |  | Scale, Floor | Scales, Floor (ECRI) | Pelstar (Health-O-Meter)(ECRI) | 500KL | 500KL | Pelstar (Health-O-Meter)(ECRI) | 5002123-242263 | Active | HQ
MPW2299 |  | GS Integrated Wall System | Ophthalmoscope/Otoscope/Vital Signs Measuring Systems (ECRI) | Henry Schein Inc (ECRI) | SM2WAS-HS | Green Series 777 | Henry Schein Inc (ECRI) | Not Available | Active | HQ
MPW2300 |  | Sphygmomanometer | Sphygmomanometers (ECRI) | Hillrom Co Inc (ECRI) | CE0297 | CE0297 | Hillrom Co Inc (ECRI) | Not Available | Active | HQ
MPW2301 |  | Scale, Floor | Scales, Floor (ECRI) | Pelstar (Health-O-Meter)(ECRI) | 500KL | 500KL | Pelstar (Health-O-Meter)(ECRI) | 5000037974 | Active | HQ
MPW2302 |  | Monitor, Vital Signs | Monitors, Vital Signs (ECRI) | Welch Allyn Inc (ECRI) | 42MTB | Spot Vital Signs | Welch Allyn Inc (ECRI) | 201624431 | Active | HQ
MPW2303 |  | Defibrillator, External, Auto | Defibrillators, External, Auto (ECRI) | ZOLL Medical Corp (ECRI) | AED Plus | AED Plus | ZOLL Medical Corp (ECRI) | X19I196553 | Retired | HQ
MPW2304 |  | Thermometers, Electronic | Thermometers, Electronic, Infrared (ECRI) | Hetaida Technology (ECRI) | HTD8813C | HTD8813C | Hetaida Technology (ECRI) | Not Available | Active | HQ
MPW2305 |  | Centrifuge, Tabletop | Centrifuges, Tabletop (ECRI) | Drucker Diagnostics (ECRI) | 642E Cardinal | 642E Cardinal | Drucker Diagnostics (ECRI) | 190113DZ359 | Retired | HQ
MPW2306 |  | Analyzer, POC, Whole Blood | Analyzers, Point-of-Care, Whole Blood (ECRI) | Abbott Laboratories Inc (ECRI) | Afinion 2 | Afinion 2 | Abbott Laboratories Inc (ECRI) | AF20002756 | Active | HQ
MPW2307 | HQHOP001 | Table, Examination/Treatment | Tables, Examination/Treatment (ECRI) | Midmark Corp (ECRI) | 222 | 222 | Midmark Corp (ECRI) | KC045836 | Retired | HQ
MPW2308 |  | Scale, Floor | Scales, Floor (ECRI) | Tanita Corp (ECRI) | BWB-800 | BWB-800 | Tanita Corp (ECRI) | Not Available | Active | HQ
MPW2309 |  | Sphygmomanometer | Sphygmomanometers (ECRI) | Welch Allyn Inc (ECRI) | Tycos | Tycos | Welch Allyn Inc (ECRI) | 091013195055 | Active | HQ
MPW2310 | HQHOP007 | Ophthalmoscope/Otoscope | Ophthalmoscope/Otoscopes (ECRI) | Welch Allyn Inc (ECRI) | 76751 | 76751 | Welch Allyn Inc (ECRI) | Not Availble | Active | HQ
MPW2311 | HQHP005 | Table, Examination/Treatment | Tables, Examination/Treatment (ECRI) | Midmark Corp (ECRI) | 204-001 | 204-001 | Midmark Corp (ECRI) | V805810 | Active | HQ
MPW2312 |  | Scale, Floor | Scales, Floor (ECRI) | Tanita Corp (ECRI) | BWB-800 | BWB-800 | Tanita Corp (ECRI) | Not Available | Active | HQ
MPW2313 | HQHP013 | Table, Examination/Treatment | Tables, Examination/Treatment, Adjustable (ECRI) | Midmark Corp (ECRI) | 623-008 | 623-008 | Midmark Corp (ECRI) | V742659 | Active | HQ
MPW2314 |  | Sphygmomanometer | Sphygmomanometers (ECRI) | Welch Allyn Inc (ECRI) | Tycos | Tycos | Welch Allyn Inc (ECRI) | 1005122083744 | Active | HQ
MPW2315 | HQHOP010 | Ophthalmoscope/Otoscope | Ophthalmoscope/Otoscopes (ECRI) | Welch Allyn Inc (ECRI) | 76751 | 76751 | Welch Allyn Inc (ECRI) | Not Available | Active | HQ
MPW2316 |  | Thermometer, Electronic | Thermometers, Electronic (ECRI) | Welch Allyn Inc (ECRI) | 692 | SureTemp Plus | Welch Allyn Inc (ECRI) | 13260068 | Active | HQ
MPW2317 | HQHP008 | Table, Examination/Treatment | Tables, Examination/Treatment (ECRI) | Midmark Corp (ECRI) | 204-001 | 204-001 | Midmark Corp (ECRI) | V805794 | Active | HQ
MPW2318 |  | Scale, Floor | Scales, Floor (ECRI) | Tanita Corp (ECRI) | BWB-800 | BWB-800 | Tanita Corp (ECRI) | Not Available | Active | HQ
MPW2319 |  | Sphygmomanometer | Sphygmomanometers (ECRI) | Welch Allyn Inc (ECRI) | Tycos | Tycos | Welch Allyn Inc (ECRI) | 080416150755 | Active | HQ
MPW2320 |  | Ophthalmoscope/Otoscope | Ophthalmoscope/Otoscopes (ECRI) | Welch Allyn Inc (ECRI) | Not Available | Not Available | Welch Allyn Inc (ECRI) | Not Available | Active | HQ
MPW2321 |  | Ophthalmoscope/Otoscope | Ophthalmoscope/Otoscopes (ECRI) | Welch Allyn Inc (ECRI) | 76751 | 76751 | Welch Allyn Inc (ECRI) | Not Available | Active | HQ
MPW2322 | T&M-NO REMI | Electrocardiograph, Portable | Electrocardiographs, Multichannel (ECRI) | Midmark Corp (ECRI) | IQecg | IQecg | Midmark Corp (ECRI) | 445373 | Active | HQ
MPW2323 |  | Centrifuge, Tabletop | Centrifuges, Tabletop (ECRI) | Drucker Diagnostics (ECRI) | 642E Drucker | 642E Drucker | Drucker Diagnostics (ECRI) | 150413AE739 | Active | HQ
MPW2324 |  | Defibrillator, External, Auto | Defibrillators, External, Auto (ECRI) | ZOLL Medical Corp (ECRI) | AED Plus | AED Plus | ZOLL Medical Corp (ECRI) | (01)00847946002152(2 | Active | HQ
MPW2325 |  | Analyzer, POC, Whole Blood | Analyzers, Point-of-Care, Whole Blood (ECRI) | Abbott Laboratories Inc (ECRI) | Afinion 2 | Afinion 2 | Abbott Laboratories Inc (ECRI) | Not Available | Active | HQ
MPW2326 |  | Electrosurgical Unit | Electrosurgical Units (ECRI) | Not Available | Not Available | Not Available | Not Available | R119KT009 | Active | HQ
MPW2327 | HQPOB051 | Chair, Examination/Treatment | Chairs, Examination/Treatment (ECRI) | Midmark Corp (ECRI) | 75 Evolution | 75 Evolution | Midmark Corp (ECRI) | EY003325 | Active | HQ
MPW2328 | HQPOB031 | Chair, Examination/Treatment | Chairs, Examination/Treatment (ECRI) | Midmark Corp (ECRI) | 630 | 630 | Midmark Corp (ECRI) | V421734 | Active | HQ
MPW2329 |  | Hand/Remote Control | Hand/Remote Control (ECRI) | Midmark Corp (ECRI) | Not Available | Not Available | Midmark Corp (ECRI) | Not Available | Active | HQ
MPW2330 |  | Footswitch | Footswitches (ECRI) | Not Available | Not Available | Not Available | Not Available | Not Available | Active | HQ
MPW2331 |  | Chair, Examination, Podiatry | Chairs, Examination/Treatment, Podiatry (ECRI) | Midmark Corp (ECRI) | 646-001 | 646-001 | Midmark Corp (ECRI) | V2569936 | Active | HQ
MPW2332 |  | Footswitches | Footswitches (ECRI) | Midmark Corp (ECRI) | Not Available | Not Available | Midmark Corp (ECRI) | Not Available | Active | HQ
MPW2334 |  | Table, Examination/Treatment | Tables, Examination/Treatment (ECRI) | Midmark Corp (ECRI) | 100-035 | 100-035 | Midmark Corp (ECRI) | KC014918 | Active | HQ
MPW2335 |  | Sterilizing Unit, Dry Heat | Sterilizing Units, Dry Heat (ECRI) | CPAC Equipment Inc (ECRI) | Steri-Dent 300 | Steri-Dent 300 | CPAC Equipment Inc (ECRI) | SD31319 | Active | HQ
MPW2336 |  | Scale, Floor | Scales, Floor (ECRI) | Seca NA (ECRI) | 7691321998 | 7691321998 | Seca NA (ECRI) | 10000001030189 | Active | HQ
MPW2337 |  | Table, Examination/Treatment | Tables, Examination/Treatment (ECRI) | Midmark Corp (ECRI) | 204-011 | 204-011 | Midmark Corp (ECRI) | V2479303 | Active | HQ
MPW2338 |  | Light, Examination | Lights, Examination (ECRI) | Not Available | Not Available | Not Available | Not Available | Not Available | Active | HQ
MPW2339 |  | Sphygmomanometer | Sphygmomanometers (ECRI) | Hillrom Co Inc (ECRI) | Not Available | Not Available | Hillrom Co Inc (ECRI) | 230208124420 | Active | HQ
MPW2340 |  | Ophthalmoscope/Otoscope | Ophthalmoscope/Otoscopes (ECRI) | Hillrom Co Inc (ECRI) | Not Available | Not Available | Hillrom Co Inc (ECRI) | Hillrom Co Inc (ECRI) | Active | HQ
MPW2341 |  | Thermometer, Electronic | Thermometers, Electronic (ECRI) | Welch Allyn Inc (ECRI) | 690 | SureTemp Plus | Welch Allyn Inc (ECRI) | 23081033 | Active | HQ
MPW2342 |  | Table, Examination/Treatment | Tables, Examination/Treatment (ECRI) | Midmark Corp (ECRI) | 204-011 | 204-011 | Midmark Corp (ECRI) | V2512091 | Active | HQ
MPW2343 |  | Sphygmomanometer | Sphygmomanometers (ECRI) | Hillrom Co Inc (ECRI) | Not Available | Not Available | Hillrom Co Inc (ECRI) | 230208125450 | Active | HQ
MPW2344 |  | Ophthalmoscope/Otoscope | Ophthalmoscope/Otoscopes (ECRI) | Hillrom Co Inc (ECRI) | Not Available | Not Available | Hillrom Co Inc (ECRI) | Not Available | Active | HQ
MPW2345 |  | GS Integrated Wall System | Ophthalmoscope/Otoscopes (ECRI) | Welch Allyn Inc (ECRI) | 408282 | Green Series 777 | Welch Allyn Inc (ECRI) | Not Available | Active | HQ
MPW2346 |  | Thermometer, Electronic | Thermometers, Electronic (ECRI) | Welch Allyn Inc (ECRI) | 690 | SureTemp Plus | Welch Allyn Inc (ECRI) | 23080999 | Active | HQ
MPW2347 |  | GS Integrated Wall System | Ophthalmoscope/Otoscopes (ECRI) | Welch Allyn Inc (ECRI) | 408282 | Green Series 777 | Welch Allyn Inc (ECRI) | Not Available | Active | HQ
MPW2348 |  | Chair, Examination, Podiatry | Chairs, Examination/Treatment, Podiatry (ECRI) | Midmark Corp (ECRI) | 646-001 | 646-001 | Midmark Corp (ECRI) | V2569918 | Active | HQ
MPW2349 |  | Footswitches | Footswitches (ECRI) | Midmark Corp (ECRI) | Not Available | Not Available | Midmark Corp (ECRI) | Not Available | Active | HQ
MPW2350 |  | Sphygmomanometer | Sphygmomanometers (ECRI) | Welch Allyn Inc (ECRI) | Tycos | Tycos | Welch Allyn Inc (ECRI) | 081021074758 | Active | HQ
MPW2351 | HQC010 | GS Integrated Wall System | Ophthalmoscope/Otoscope/Vital Signs Measuring Systems (ECRI) | Welch Allyn Inc (ECRI) | 767 Series | 767 Series | Welch Allyn Inc (ECRI) | Not Available | Active | HQ
MPW2352 |  | Monitor, Vital Signs | Monitors, Vital Signs (ECRI) | Welch Allyn Inc (ECRI) | 75MT | Connex Spot Monitor | Welch Allyn Inc (ECRI) | 100001753724 | Active | HQ
MPW2353 |  | Scale, Floor | Scales, Floor (ECRI) | Pelstar (Health-O-Meter)(ECRI) | 500KL | 500KL | Pelstar (Health-O-Meter)(ECRI) | 5002623244386 | Active | HQ
MPW2355 |  | Analyzer, POC, Whole Blood | Analyzers, Point-of-Care, Whole Blood (ECRI) | Abbott Laboratories Inc (ECRI) | Afinion 2 | Afinion 2 | Abbott Laboratories Inc (ECRI) | AF20024874 | Active | HQ
MPW2364 |  | Thermometer, Electronic | Thermometers, Electronic (ECRI) | Welch Allyn Inc (ECRI) | 690 | SureTemp Plus | Welch Allyn Inc (ECRI) | 18508829 | Active | HQ
MPW2366 |  | Sphygmomanometer | Sphygmomanometers (ECRI) | Welch Allyn Inc (ECRI) | Tycos | Tycos | Welch Allyn Inc (ECRI) | 170607063775 | Active | HQ
MPW2367 |  | Sphygmomanometer | Sphygmomanometers (ECRI) | Welch Allyn Inc (ECRI) | Not Available | Not Available | Welch Allyn Inc (ECRI) | Not Available | Active | HQ
MPW2368 |  | GS Integrated Wall System | Ophthalmoscope/Otoscopes (ECRI) | Welch Allyn Inc (ECRI) | 408282 | Green Series 777 | Welch Allyn Inc (ECRI) | Not Available | Active | HQ
MPW2369 |  | Thermometer, Electronic | Thermometers, Electronic (ECRI) | Welch Allyn Inc (ECRI) | 690 | SureTemp Plus | Welch Allyn Inc (ECRI) | Not Available | Active | HQ
MPW2370 |  | Table, Examination/Treatment | Tables, Examination/Treatment, Adjustable (ECRI) | Midmark Corp (ECRI) | 204-002 | 204-002 | Midmark Corp (ECRI) | V1875770 | Active | HQ
MPW2371 |  | GS Integrated Wall System | Ophthalmoscope/Otoscopes (ECRI) | Welch Allyn Inc (ECRI) | 408282 | Green Series 777 | Welch Allyn Inc (ECRI) | Not Available | Active | HQ
MPW2372 |  | Thermometer, Electronic | Thermometers, Electronic (ECRI) | Welch Allyn Inc (ECRI) | 690 | SureTemp Plus | Welch Allyn Inc (ECRI) | Not Available | Active | HQ
MPW2373 |  | Ophthalmoscope/Otoscope | Ophthalmoscope/Otoscopes (ECRI) | Welch Allyn Inc (ECRI) | Not Available | Not Available | Welch Allyn Inc (ECRI) | Not Available | Active | HQ
MPW2374 |  | Sphygmomanometer | Sphygmomanometers (ECRI) | Welch Allyn Inc (ECRI) | Tycos | Tycos | Welch Allyn Inc (ECRI) | 170610111855 | Active | HQ
MPW2375 |  | Warmer, Gel | Warmers, Gel (ECRI) | Parker Laboratories Inc (ECRI) | 83-03 | Thermasonic | Parker Laboratories Inc (ECRI) | 174506CC11 | Active | HQ
MPW2376 |  | Table, Examination/Treatment | Tables, Examination/Treatment (ECRI) | Midmark Corp (ECRI) | 223-016 | 223-016 | Midmark Corp (ECRI) | V1928400 | Active | HQ
MPW2377 |  | Footswitches | Footswitches (ECRI) | Not Available | Not Available | Not Available | Not Available | Not Available | Active | HQ
MPW2378 |  | Module, Electrocardiograph | Modules, Electrocardiographs (ECRI) | Welch Allyn Inc (ECRI) | WAM | EKG WAM | Welch Allyn Inc (ECRI) | 119380000359 | Active | HQ
MPW2379 |  | Electrocardiograph Unit | Electrocardiographs, Multichannel (ECRI) | Welch Allyn Inc (ECRI) | ELI 380 | ELI 380 | Welch Allyn Inc (ECRI) | 124250000663 | Active | HQ
MPW2380 |  | Module, Electrocardiograph | Modules, Electrocardiographs (ECRI) | Welch Allyn Inc (ECRI) | AM12 | AM12 | Welch Allyn Inc (ECRI) | 24240000334 | Active | HQ
MPW2381 |  | Table, Examination/Treatment | Tables, Examination/Treatment, Adjustable (ECRI) | Midmark Corp (ECRI) | 204-002 | 204-002 | Midmark Corp (ECRI) | V1861199 | Active | HQ
MPW2382 |  | GS Integrated Wall System | Ophthalmoscope/Otoscopes (ECRI) | Welch Allyn Inc (ECRI) | 408282 | Green Series 777 | Welch Allyn Inc (ECRI) | Not Available | Active | HQ
MPW2383 |  | Thermometer, Electronic | Thermometers, Electronic (ECRI) | Welch Allyn Inc (ECRI) | 690 | SureTemp Plus | Welch Allyn Inc (ECRI) | Not Available | Active | HQ
MPW2384 |  | Ophthalmoscope/Otoscope | Ophthalmoscope/Otoscopes (ECRI) | Welch Allyn Inc (ECRI) | Not Available | Not Available | Welch Allyn Inc (ECRI) | Not Available | Active | HQ
MPW2385 |  | Sphygmomanometer | Sphygmomanometers (ECRI) | Welch Allyn Inc (ECRI) | Tycos | Tycos | Welch Allyn Inc (ECRI) | 170607064395 | Active | HQ
MPW2386 |  | Scale, Floor | Scales, Floor (ECRI) | Doran Scales Inc (ECRI) | DS7060 | HandRail Scale | Doran Scales Inc (ECRI) | DS23050001136 | Active | HQ
MPW2387 |  | Defibrillator, External, Auto | Defibrillators, External, Auto (ECRI) | ZOLL Medical Corp (ECRI) | AED Plus | AED Plus | ZOLL Medical Corp (ECRI) | X18E022689 | Active | HQ
MPW2388 |  | Electrocardiograph | Electrocardiographs, Multichannel (ECRI) | GE Healthcare (ECRI) | MAC 5500 | MAC 5500 | GE Healthcare (ECRI) | SK17470199PA | Active | HQ
MPW2389 |  | Module, Electrocardiographs | Modules, Electrocardiographs (ECRI) | GE Healthcare (ECRI) | CAM HD | CAM HD | GE Healthcare (ECRI) | RNC17360019PA | Active | HQ
MPW2390 |  | GS Integrated Wall System | Ophthalmoscope/Otoscopes (ECRI) | Welch Allyn Inc (ECRI) | 408282 | Green Series 777 | Welch Allyn Inc (ECRI) | Not Available | Active | HQ
MPW2391 |  | Thermometer, Electronic | Thermometers, Electronic (ECRI) | Welch Allyn Inc (ECRI) | 690 | SureTemp Plus | Welch Allyn Inc (ECRI) | Not Available | Active | HQ
MPW2392 |  | Ophthalmoscope/Otoscope | Ophthalmoscope/Otoscopes (ECRI) | Welch Allyn Inc (ECRI) | Not Available | Not Available | Welch Allyn Inc (ECRI) | Not Available | Active | HQ
MPW2393 |  | Sphygmomanometer | Sphygmomanometers (ECRI) | Welch Allyn Inc (ECRI) | Tycos | Tycos | Welch Allyn Inc (ECRI) | 170607061825 | Active | HQ
MPW2394 |  | Table, Examination/Treatment | Tables, Examination/Treatment (ECRI) | Midmark Corp (ECRI) | 223-016 | 223-016 | Midmark Corp (ECRI) | V1928395 | Active | HQ
MPW2395 |  | Footswitches | Footswitches (ECRI) | Midmark Corp (ECRI) | Not Available | Not Available | Midmark Corp (ECRI) | Not Available | Active | HQ
MPW2396 | J1969 | Bath, Water | Baths, Water (ECRI) | Whitehall Mfg Div (ECRI) | SP-1502 | Forma Splint | Thermo Fisher Scientific(ECRI) | 072266 | Active | HQ
MPW2397 |  | Dynamometer, Hand Grip | Dynamometers, Hand Grip (ECRI) | Jamar (Sammons Preston) | JAMAR | JAMAR | Jamar (Sammons Preston) | Not Available | Active | HQ
MPW2398 |  | Bath, Paraffin | Baths, Paraffin, Physical Therapy (ECRI) | Performance Health (ECRI) | TB8 | TB8 | Performance Health (ECRI) | 08859140709326 | Active | HQ
MPW2399 |  | Dynamometer, Hand Grip | Dynamometers, Hand Grip (ECRI) | Not Available | Not Available | Not Available | Not Available | Not Available | Active | HQ
MPW2400 |  | Ultrasound Therapy Neuro | Ultrasound Therapy/Neuromuscular (ECRI) | Richmar (ECRI) | DQ8200 | TheraTouch CX4 | Richmar (ECRI) | SZ22040009000133 | Active | HQ
MPW2402 |  | Freezer | Freezers (ECRI) | Absocold Corp (ECRI) | AFD502MW14R | AFD502MW14R | Absocold Corp (ECRI) | 161201103 | Active | HQ
MPW2403 |  | Freezer | Freezers (ECRI) | GE Appliances (ECRI) | FCM5SUWW | FCM5SUWW | GE Appliances (ECRI) | TZ095181 | Active | HQ
MPW2405 |  | Ultrasound Therapy Neuro | Ultrasound Therapy/Neuromuscular (ECRI) | Richmar (ECRI) | DQ8200 | TheraTouch CX4 | Richmar (ECRI) | SZ22040009000007 | Active | HQ
MPW2406 |  | Warmer, Gel | Warmers, Gel (ECRI) | Parker Laboratories Inc (ECRI) | 83-03 | Thermasonic | Parker Laboratories Inc (ECRI) | Not Available | Active | HQ
MPW2408 |  | Table, Examination/Treatment | Tables, Examination/Treatment (ECRI) | Not Available | Not Available | Not Available | Not Available | A5B01013 | Active | HQ
MPW2414 |  | Ultrasound Therapy Neuro | Ultrasound Therapy/Neuromuscular (ECRI) | Richmar (ECRI) | DQ8200 | TheraTouch CX4 | Richmar (ECRI) | SZ22040009000071 | Active | HQ
MPW2419 |  | Exerciser, Leg Press | Exercisers, Leg Press (ECRI) | Matrix Fitness (ECRI) | MD-S70 | MD-S70 | Matrix Fitness (ECRI) | GM108E2304G012 | Active | HQ
MPW2420 |  | Exerciser, Leg Extension | Exercisers, Lower Limb (ECRI) | Matrix Fitness (ECRI) | VS-S71 | VS-S71 | Matrix Fitness (ECRI) | VSGM62E2303G034 | Active | HQ
MPW2421 |  | Exerciser, Seated Leg Curl | Exercisers, Lower Limb (ECRI) | Matrix Fitness (ECRI) | VS-S72 | VS-S72 | Matrix Fitness (ECRI) | VSGM61E2303G019 | Active | HQ
MPW2422 | J1788 | Exerciser, Stair/Stepper | Exercisers, Stair/Stepper (ECRI) | Nautilus Health Inc (ECRI) | 4200 | 4200 | Nautilus Health Inc (ECRI) | 15000060601033 | Active | HQ
MPW2423 | J1765 | COLUMN WEIGHT MACHINE | EXERCISER - OTHER | Quantum Medical Imaging Llc | QCC-6010 | CABLE COLUMN | Quantum Medical Imaging Llc | 37805 | Active | HQ
MPW2424 |  | Sphygmomanometer | Sphygmomanometers (ECRI) | Welch Allyn Inc (ECRI) | Tycos | Tycos | Welch Allyn Inc (ECRI) | 191003093025 | Active | HQ
MPW2425 |  | Oximeters, Pulse | Oximeters, Pulse (ECRI) | Nellcor Inc Div Tyco Healthcar | N-65P | N-65P | Nellcor Inc Div Tyco Healthcar | P10814987 | Active | HQ
MPW2429 |  | Exerciser, Bicycle, Upright | Exercisers, Bicycle, Upright (ECRI) | SCIFIT (ECRI) | ISO7000 | ISO7000 | SCIFIT (ECRI) | 473-000775 | Active | HQ
MPW2430 |  | Exerciser, Bicycle | Exercisers, Bicycle (ECRI) | SCIFIT (ECRI) | Not Available | Not Available | SCIFIT (ECRI) | 570-006027 | Active | HQ
MPW2432 |  | Exerciser, Bicycle, Recumbent | Exercisers, Bicycle, Upright (ECRI) | SCIFIT (ECRI) | ISO7000R | ISO7000R | SCIFIT (ECRI) | 573-002119 | Active | HQ
MPW2437 |  | Defibrillator, External, Auto | Defibrillators, External, Auto (ECRI) | ZOLL Medical Corp (ECRI) | AED Plus | AED Plus | ZOLL Medical Corp (ECRI) | X17H947632 | Active | HQ
MPW2438 |  | Exerciser, Upper/Lower Cycler | Exercisers (ECRI) | SCIFIT (ECRI) | PRO1 | PRO1 | SCIFIT (ECRI) | 610-011628 | Active | HQ
MPW2440 |  | Heat Gun | Heating Units (ECRI) | Master Appliance Corp (ECRI) | 10008 | Master-Mite | Master Appliance Corp (ECRI) | Not Available | Active | HQ
MPW2441 |  | Dynamometer, Hand Grip | Dynamometers, Hand Grip (ECRI) | Jamar (Sammons Preston) | JAMAR | JAMAR | Jamar (Sammons Preston) | 20170812240 | Active | HQ
MPW2442 |  | Stimulator, Neuromuscular | Stimulators, Electrical, Neuromuscular (ECRI) | Not Available | Not Available | Not Available | Not Available | Not Available | Active | HQ
MPW2443 |  | Ultrasound Therapy System | Ultrasound Therapy Systems, Physical Therapy (ECRI) | Performance Health (ECRI) | Performa Gener8 | Performa Gener8 | Performance Health (ECRI) | Not Available | Active | HQ
MPW2444 |  | Mobile Heating Unit | Moist Heat Therapy Pack Conditioners (ECRI) | DJO Global Inc (ECRI) | 2402 | M-2 Hydrocollator | Chattanoga, DJO LLC (ECRI) | T5451C | Active | HQ
MPW2445 |  | Disinfector | Disinfectors (ECRI) | STRAVA | 100600 | 100600 | STRAVA | 10020041533 | Active | HQ
MPW2446 |  | Bath, Paraffin | Baths, Paraffin, Physical Therapy (ECRI) | Dickson (ECRI) | 150PLUS | 150PLUS | Dickson (ECRI) | 12041055 | Active | HQ
MPW2447 |  | Table, Examination/Treatment | Tables, Examination/Treatment (ECRI) | Armedica Mfg Corp (ECRI) | AM-350 | AM-350 | Armedica Mfg Corp (ECRI) | 36949 | Active | HQ
MPW2448 |  | Table, Examination/Treatment | Tables, Examination/Treatment (ECRI) | Armedica Mfg Corp (ECRI) | AM-350 | AM-350 | Armedica Mfg Corp (ECRI) | 36947 | Active | HQ
MPW2449 |  | Neuromuscular Stimulator | Ultrasound Therapy/Neuromuscular (ECRI) | Dynatronics Corp (ECRI) | D150 Plus | D150 Plus | DYNATRONICS | 163168 | Active | HQ
MPW2450 |  | Stimulator, Neuromuscular | Stimulators, Electrical, Neuromuscular (ECRI) | DYNATRONICS | D650T | D650T | DYNATRONICS | 659827 | Active | HQ
MPW2451 |  | Table, Examination/Treatment | Tables, Examination/Treatment (ECRI) | Armedica Mfg Corp (ECRI) | AM-350 | AM-350 | Armedica Mfg Corp (ECRI) | 36946 | Active | HQ
MPW2452 | P2532 | Table, Examination/Treatment | Tables, Examination/Treatment (ECRI) | Armedica Mfg Corp (ECRI) | AM-350 | AM-350 | PMR PRODUCTS | 35782 | Active | HQ
MPW2453 |  | Table, Examination/Treatment | Tables, Examination/Treatment (ECRI) | MedSurface (ECRI) | 32089 | Hi-Lo Table | MedSurface (ECRI) | 036145 | Active | HQ
MPW2454 |  | Table, Examination/Treatment | Tables, Examination/Treatment (ECRI) | MedSurface (ECRI) | 32089 | Hi-Lo Table | MedSurface (ECRI) | 036146 | Active | HQ
MPW2455 | P2073 chang | Exerciser, Stair/Stepper | Exercisers, Stair/Stepper (ECRI) | NuStep LLC (ECRI) | ST | ST | NuStep LLC (ECRI) | 43471 | Active | HQ
MPW2456 |  | Exerciser, Bicycle | Exercisers, Bicycle (ECRI) | SCIFIT (ECRI) | ISO7000 | ISO7000 | SCIFIT (ECRI) | 473-001443 | Active | HQ
MPW2457 |  | Exerciser, Stair/Stepper | Exercisers, Stair/Stepper (ECRI) | NuStep LLC (ECRI) | TRS 4000 | TRS 4000 | NuStep LLC (ECRI) | T4464694 | Active | HQ
MPW2458 |  | Exerciser | Exercisers (ECRI) | Not Available | Not Available | Not Available | Not Available | Not Available | Active | HQ
MPW2459 |  | Exerciser, Lower Limb | Exercisers, Lower Limb (ECRI) | CYBEX International Inc (ECRI) | Not Available | Not Available | CYBEX International Inc (ECRI) | Not Available | Active | HQ
MPW2460 |  | Exerciser, Lower Limb | Exercisers, Lower Limb (ECRI) | CYBEX International Inc (ECRI) | Not Available | Not Available | CYBEX International Inc (ECRI) | Not Available | Active | HQ
MPW2461 |  | Exerciser, Upper/Lower Cycler | Exercisers (ECRI) | SCIFIT (ECRI) | PRO1 | PRO1 | SCIFIT (ECRI) | 610-011633 | Active | HQ
MPW2462 |  | Exerciser, Bicycle, Upright | Exercisers, Bicycle, Upright (ECRI) | SCIFIT (ECRI) | ISO7000R | ISO7000R | SCIFIT (ECRI) | 571-004677 | Active | HQ
MPW2463 |  | Exerciser, Treadmill | Exercisers, Treadmills (ECRI) | Landice Inc (ECRI) | L7 | L7 | Landice Inc (ECRI) | 95167 | Active | HQ
MPW2464 |  | Ultrasound Therapy System | Ultrasound Therapy Systems, Physical Therapy (ECRI) | Chattanoga, DJO LLC (ECRI) | 2760 | Intelect LegendXT | Chattanoga, DJO LLC (ECRI) | T18070 | Active | HQ
MPW2465 |  | Table, Examination/Treatment | Tables, Examination/Treatment (ECRI) | Armedica Mfg Corp (ECRI) | AM-350 | AM-350 | Armedica Mfg Corp (ECRI) | 36948 | Active | HQ
MPW2466 |  | Mobile Heating Unit | Moist Heat Therapy Pack Conditioners (ECRI) | DJO Global Inc (ECRI) | 2402 | M-2 Hydrocollator | Chattanoga, DJO LLC (ECRI) | T11819C | Active | HQ
MPW2467 |  | Hydrothermal Ablation System | Hydrothermal Ablation Systems, Endometrial (ECRI) | GE Healthcare (ECRI) | FCM5SUCWW | FCM5SUCWW | GE Healthcare (ECRI) | GZ122540 | Active | HQ
MPW2468 |  | Warmer, Gel | Warmers, Gel (ECRI) | Parker Laboratories Inc (ECRI) | 83-03 | Thermasonic | Parker Laboratories Inc (ECRI) | 009504BE11 | Active | HQ
MPW2482 |  | Scale | Scales (ECRI) | Detecto Scale Co (ECRI) | Not Available | Not Available | Detecto Scale Co (ECRI) | 0109-202 | Active | HQ
MPW2483 | HQRS004 | Table, Examination/Treatment | Tables, Examination/Treatment (ECRI) | Midmark Corp (ECRI) | 204-001 | 204-001 | Midmark Corp (ECRI) | V764507 | Active | HQ
MPW2484 |  | Sphygmomanometer | Sphygmomanometers (ECRI) | Welch Allyn Inc (ECRI) | Tycos | Tycos | Welch Allyn Inc (ECRI) | 150228054805 | Active | HQ
MPW2485 |  | Ophthalmoscope/Otoscope | Ophthalmoscope/Otoscopes (ECRI) | Welch Allyn Inc (ECRI) | 901093 | Green Series 777 | Welch Allyn Inc (ECRI) | Not Available | Active | HQ
MPW2486 |  | Thermometer, Electronic | Thermometers, Electronic (ECRI) | Welch Allyn Inc (ECRI) | 692 | SureTemp Plus | Welch Allyn Inc (ECRI) | 20368341 | Active | HQ
MPW2487 |  | Table, Examination/Treatment | Tables, Examination/Treatment (ECRI) | Midmark Corp (ECRI) | 204-001 | 204-001 | Midmark Corp (ECRI) | V1643963 | Active | HQ
MPW2488 |  | Sphygmomanometer | Sphygmomanometers (ECRI) | Welch Allyn Inc (ECRI) | Tycos | Tycos | Welch Allyn Inc (ECRI) | 150312013785 | Active | HQ
MPW2489 |  | Ophthalmoscope/Otoscope | Ophthalmoscope/Otoscopes (ECRI) | Welch Allyn Inc (ECRI) | 901093 | Green Series 777 | Welch Allyn Inc (ECRI) | Not Available | Active | HQ
MPW2490 |  | Thermometer, Electronic | Thermometers, Electronic (ECRI) | Welch Allyn Inc (ECRI) | 692 | SureTemp Plus | Welch Allyn Inc (ECRI) | 17399459 | Active | HQ
MPW2491 | HQP005 | Table, Examination/Treatment | Tables, Examination/Treatment (ECRI) | Midmark Corp (ECRI) | 204-001 | 204-001 | Midmark Corp (ECRI) | V747145 | Active | HQ
MPW2492 |  | Sphygmomanometer | Sphygmomanometers (ECRI) | Welch Allyn Inc (ECRI) | Tycos | Tycos | Welch Allyn Inc (ECRI) | 190604192865 | Active | HQ
MPW2493 |  | Ophthalmoscope/Otoscope | Ophthalmoscope/Otoscopes (ECRI) | Welch Allyn Inc (ECRI) | 901093 | Green Series 777 | Welch Allyn Inc (ECRI) | Not Available | Active | HQ
MPW2494 |  | Thermometer, Electronic | Thermometers, Electronic (ECRI) | Welch Allyn Inc (ECRI) | 692 | SureTemp Plus | Welch Allyn Inc (ECRI) | 18184993 | Retired | HQ
MPW2495 |  | Scale, Floor | Scales, Floor (ECRI) | Detecto Scale Co (ECRI) | 758C | 758C | Detecto Scale Co (ECRI) | E12009-0157 | Active | HQ
MPW2496 |  | Centrifuge, Tabletop | Centrifuges, Tabletop (ECRI) | Drucker Diagnostics (ECRI) | 642E Quest | Horizon 642E Quest | Drucker Diagnostics (ECRI) | 240413KH808 | Active | HQ
MPW2497 |  | Analyzer, Laboratory, Urine | Analyzers, Laboratory, Urine (ECRI) | Siemens Healthcare (ECRI) | CLINITEK STATUS + | CLINITEK STATUS + | Siemens Healthcare (ECRI) | 13B1X10041000022 | Active | HQ
MPW2498 |  | Centrifuge, Tabletop | Centrifuges, Tabletop (ECRI) | Drucker Diagnostics (ECRI) | 642E LabCorp | 642E LabCorp | Drucker Diagnostics (ECRI) | 520712-1133 | Active | HQ
MPW2499 |  | Table, Examination/Treatment | Tables, Examination/Treatment (ECRI) | Midmark Corp (ECRI) | 204-001 | 204-001 | Midmark Corp (ECRI) | V1643555 | Active | HQ
MPW2500 |  | Light, Examination | Lights, Examination (ECRI) | Graham Field Health (ECRI) | GRAFCO | GRAFCO | Graham Field Health (ECRI) | Not Available | Active | HQ
MPW2501 |  | Otoscope | Otoscopes (ECRI) | Hillrom Co Inc (ECRI) | Not Available | Not Available | Hillrom Co Inc (ECRI) | Not Available | Active | HQ
MPW2502 |  | Thermometer, Electronic | Thermometers, Electronic (ECRI) | Welch Allyn Inc (ECRI) | 690 | SureTemp Plus | Welch Allyn Inc (ECRI) | Not Available | Active | HQ
MPW2503 |  | Chair, Examination/Treatment | Chairs, Examination/Treatment (ECRI) | Midmark Corp (ECRI) | 626-001 | 626-001 | Midmark Corp (ECRI) | V2630110 | Active | HQ
MPW2504 |  | Hand/Remote Control | Hand/Remote Control (ECRI) | Midmark Corp (ECRI) | Not Available | Not Available | Midmark Corp (ECRI) | Not Available | Active | HQ
MPW2505 |  | Footswitches | Footswitches (ECRI) | Midmark Corp (ECRI) | Not Available | Not Available | Midmark Corp (ECRI) | Not Available | Active | HQ
MPW2506 |  | Scale, Floor | Scales, Floor (ECRI) | Pelstar (Health-O-Meter)(ECRI) | 500KL | 500KL | Pelstar (Health-O-Meter)(ECRI) | 5002123-242268 | Active | HQ
MPW2507 |  | Ophthalmoscope/Otoscope | Ophthalmoscope/Otoscope/Vital Signs Measuring Systems (ECRI) | Henry Schein Inc (ECRI) | 77791-MX-HS | Green Series 777 | Henry Schein Inc (ECRI) | Not Available | Active | HQ
MPW2508 |  | Otoscope | Otoscopes (ECRI) | Hillrom Co Inc (ECRI) | Not Available | Not Available | Hillrom Co Inc (ECRI) | Not Available | Active | HQ
MPW2509 |  | Sphygmomanometer | Sphygmomanometers (ECRI) | Hillrom Co Inc (ECRI) | CE0297 | CE0297 | Hillrom Co Inc (ECRI) | 230316084000 | Active | HQ
MPW2510 |  | Thermometer, Electronic | Thermometers, Electronic (ECRI) | Welch Allyn Inc (ECRI) | 690 | SureTemp Plus | Welch Allyn Inc (ECRI) | Not Available | Active | HQ
MPW2511 |  | Chair, Examination/Treatment | Chairs, Examination/Treatment (ECRI) | Midmark Corp (ECRI) | 626-001 | 626-001 | Midmark Corp (ECRI) | V2631494 | Active | HQ
MPW2512 |  | Hand/Remote Control | Hand/Remote Control (ECRI) | Midmark Corp (ECRI) | Not Available | Not Available | Midmark Corp (ECRI) | Not Available | Active | HQ
MPW2513 |  | Scale, Floor | Scales, Floor (ECRI) | Pelstar (Health-O-Meter)(ECRI) | 500KL | 500KL | Pelstar (Health-O-Meter)(ECRI) | 5002123-242261 | Active | HQ
MPW2514 |  | Footswitches | Footswitches (ECRI) | Midmark Corp (ECRI) | Not Available | Not Available | Midmark Corp (ECRI) | Not Available | Active | HQ
MPW2515 |  | Ophthalmoscope/Otoscope | Ophthalmoscope/Otoscope/Vital Signs Measuring Systems (ECRI) | Henry Schein Inc (ECRI) | 77791-MX-HS | Green Series 777 | Henry Schein Inc (ECRI) | Not Available | Active | HQ
MPW2516 |  | Thermometer, Electronic | Thermometers, Electronic (ECRI) | Welch Allyn Inc (ECRI) | 690 | SureTemp Plus | Welch Allyn Inc (ECRI) | Not Available | Active | HQ
MPW2517 |  | Otoscope | Otoscopes (ECRI) | Hillrom Co Inc (ECRI) | Not Available | Not Available | Hillrom Co Inc (ECRI) | Not Available | Active | HQ
MPW2518 |  | Sphygmomanometer | Sphygmomanometers (ECRI) | Welch Allyn Inc (ECRI) | CE0297 | CE0297 | Welch Allyn Inc (ECRI) | 230316063720 | Active | HQ
MPW2519 |  | Chair, Examination/Treatment | Chairs, Examination/Treatment (ECRI) | Midmark Corp (ECRI) | 626-001 | 626-001 | Midmark Corp (ECRI) | V2630115 | Active | HQ
MPW2520 |  | Hand/Remote Control | Hand/Remote Control (ECRI) | Midmark Corp (ECRI) | Not Available | Not Available | Midmark Corp (ECRI) | Not Available | Active | HQ
MPW2521 |  | Hand/Remote Control | Hand/Remote Control (ECRI) | Midmark Corp (ECRI) | Not Available | Not Available | Midmark Corp (ECRI) | Not Available | Active | HQ
MPW2522 |  | Centrifuge, Tabletop | Centrifuges, Tabletop (ECRI) | Drucker Diagnostics (ECRI) | 642E Quest | Horizon 642E Quest | Drucker Diagnostics (ECRI) | 230213IQ404 | Active | HQ
MPW2523 |  | Scale, Floor | Scales, Floor (ECRI) | Pelstar (Health-O-Meter)(ECRI) | 500KL | 500KL | Pelstar (Health-O-Meter)(ECRI) | 5002123-242215 | Active | HQ
MPW2524 |  | Analyzer, POC, Whole Blood | Analyzers, Point-of-Care, Whole Blood (ECRI) | Abbott Laboratories Inc (ECRI) | Afinion 2 | Afinion 2 | Abbott Laboratories Inc (ECRI) | AF20064163 | Active | HQ
MPW2525 |  | Analyzer, Laboratory, Urine | Analyzers, Laboratory, Urine, Semiautomated (ECRI) | Siemens Healthcare (ECRI) | CLINITEK Status+ | CLINITEK Status+ | Siemens Healthcare (ECRI) | 364725 | Active | HQ
MPW2526 |  | Analyzer, Immunoassay | Analyzers, Laboratory, Immunoassay, Photometric (ECRI) | BD (ECRI) | 256066 | Veritor Plus | BD (ECRI) | 2206232J763E0 | Active | HQ
MPW2527 |  | Analyzer, Laboratory, Blood | Analyzers, Laboratory, Blood (ECRI) | HemoCue AB (ECRI) | GLUCOSE 201 | GLUCOSE 201 | HemoCue AB (ECRI) | 2325119046 | Active | HQ
MPW2528 |  | Chair, Examination/Treatment | Chairs, Examination/Treatment (ECRI) | Midmark Corp (ECRI) | 626-001 | 626-001 | Midmark Corp (ECRI) | V2631474 | Active | HQ
MPW2529 |  | Hand/Remote Control | Hand/Remote Control (ECRI) | Midmark Corp (ECRI) | Not Available | Not Available | Midmark Corp (ECRI) | Not Available | Active | HQ
MPW2530 |  | Footswitch | Footswitches (ECRI) | Midmark Corp (ECRI) | Not Available | Not Available | Midmark Corp (ECRI) | Not Available | Active | HQ
MPW2531 |  | Scale, Floor | Scales, Floor (ECRI) | Pelstar (Health-O-Meter)(ECRI) | 500KL | 500KL | Pelstar (Health-O-Meter)(ECRI) | 5002123-242389 | Active | HQ
MPW2532 |  | Ophthalmoscope/Otoscope | Ophthalmoscope/Otoscope/Vital Signs Measuring Systems (ECRI) | Henry Schein Inc (ECRI) | 77791-MX-HS | Green Series 777 | Henry Schein Inc (ECRI) | Not Available | Active | HQ
MPW2533 |  | Thermometer, Electronic | Thermometers, Electronic (ECRI) | Welch Allyn Inc (ECRI) | 690 | SureTemp Plus | Welch Allyn Inc (ECRI) | Not Available | Active | HQ
MPW2534 |  | Otoscope | Otoscopes (ECRI) | Hillrom Co Inc (ECRI) | Not Available | Not Available | Hillrom Co Inc (ECRI) | Not Available | Active | HQ
MPW2535 |  | Sphygmomanometer | Sphygmomanometers (ECRI) | Hillrom Co Inc (ECRI) | CE0297 | CE0297 | Hillrom Co Inc (ECRI) | 230421142650 | Active | HQ
MPW2536 |  | Battery/Dock Chargers | Battery/Dock Chargers (ECRI) | Welch Allyn Inc (ECRI) | 7114X | Universal Charger | Welch Allyn Inc (ECRI) | Not Available | Active | HQ
MPW2537 |  | Analyzer, Laboratory, Urine | Analyzers, Laboratory, Urine, Semiautomated (ECRI) | Siemens Healthcare (ECRI) | CLINITEK Status+ | CLINITEK Status+ | Siemens Healthcare (ECRI) | 349330 | Active | HQ
MPW2538 |  | Chair, Examination/Treatment | Chairs, Examination/Treatment (ECRI) | Midmark Corp (ECRI) | 626-003 | 626-003 | Midmark Corp (ECRI) | V2622142 | Active | HQ
MPW2539 |  | Footswitch | Footswitches (ECRI) | Midmark Corp (ECRI) | Not Available | Not Available | Midmark Corp (ECRI) | Not Available | Active | HQ
MPW2540 |  | Hand/Remote Control | Hand/Remote Control (ECRI) | Midmark Corp (ECRI) | Not Available | Not Available | Midmark Corp (ECRI) | Not Available | Active | HQ
MPW2541 |  | Exerciser, Upper/Lower Cycler | Exercisers (ECRI) | SCIFIT (ECRI) | PRO1 | PRO1 | SCIFIT (ECRI) | 610-011634 | Active | HQ
MPW2542 |  | Mobile Heating Unit | Moist Heat Therapy Pack Conditioners (ECRI) | DJO Global Inc (ECRI) | 2402 | M-2 Hydrocollator | Chattanoga, DJO LLC (ECRI) | T14218C | Active | HQ
MPW2543 | HQPPT020 CH | Bath, Paraffin, Physical Thera | Baths, Paraffin, Physical Therapy (ECRI) | Dickson (ECRI) | PB-107 | PB-107 | Dickson (ECRI) | 15173186 | Active | HQ
MPW2544 |  | Stimulator, Electrical | Stimulators, Electrical (ECRI) | Richmar (ECRI) | CX4 | THERATOUCH | Richmar (ECRI) | SZ20060009000936 | Active | HQ
MPW2545 |  | Exerciser, Bicycle | Exercisers, Bicycle (ECRI) | SCIFIT (ECRI) | ISO7000 | ISO7000 | SCIFIT (ECRI) | 473-001032 | Active | HQ
MPW2546 | HQPPT011 | Exerciser, Bicycle | Exercisers, Bicycle (ECRI) | SCIFIT (ECRI) | ISO1000R | ISO1000R | SCIFIT (ECRI) | 511-005422 | Active | HQ
MPW2547 |  | Defibrillator, External, Auto | Defibrillators, External, Auto (ECRI) | ZOLL Medical Corp (ECRI) | AED Plus | AED Plus | ZOLL Medical Corp (ECRI) | X14K720470 | Active | HQ
MPW2548 | P1486 | Table, Examination/Treatment | Tables, Examination/Treatment (ECRI) | Dynatronics Corp (ECRI) | F500 | F500 | Dynatronics Corp (ECRI) | 001183 | Active | HQ
MPW2549 |  | Footswitch | Footswitches (ECRI) | LINAK | Not Available | Not Available | LINAK | Not Available | Active | HQ
MPW2550 | HQPPT024 CH | Table, Examination/Treatment | Tables, Examination/Treatment (ECRI) | Armedica Mfg Corp (ECRI) | AM-350 | AM-350 | Armedica Mfg Corp (ECRI) | 35777 | Active | HQ
MPW2551 |  | Footswitch | Footswitches (ECRI) | Not Available | Not Available | Not Available | Not Available | STF01-LU1000-X100 | Active | HQ
MPW2552 |  | Ultrasound Therapy System, Phy | Ultrasound Therapy Systems, Physical Therapy (ECRI) | Richmar (ECRI) | CX4 | THERATOUCH | Richmar (ECRI) | SZ22040009000056 | Active | HQ
MPW2553 |  | Stimulator, Electrical | Stimulator, Electrical (ECRI) | Richmar (ECRI) | EX4 | THERATOUCH | Richmar (ECRI) | SZ22030009005768 | Active | HQ
MPW2554 |  | Table, Examination/Treatment | Tables, Examination/Treatment (ECRI) | SEERS Medical (ECRI) | ST3567-LNK-1WF | Not Available | SEERS Medical (ECRI) | 30322439-0301 | Active | HQ
MPW2555 |  | Footswitch | Footswitches (ECRI) | SEERS Medical (ECRI) | FS310S10000006 | Not Available | SEERS Medical (ECRI) | Not Available | Active | HQ
MPW2557 |  | Exerciser | Exercisers (ECRI) | Matrix Fitness (ECRI) | VS-S70 | Not Available | Matrix Fitness (ECRI) | VSGM64E2212G087 | Active | HQ
MPW2567 |  | Thermometer, Electronic, Infra | Thermometers, Electronic, Infrared (ECRI) | Hetaida Technology (ECRI) | MS-131002 | MS-131002 | Hetaida Technology (ECRI) | 2005175P03672 | Active | HQ
MPW2568 |  | Scale | Scales (ECRI) | Pelstar (Health-O-Meter)(ECRI) | 2101KL | 2101KL | Pelstar (Health-O-Meter)(ECRI) | 2101L00862 | Active | HQ
MPW2569 |  | Scale, Floor | Scales, Floor (ECRI) | Pelstar (Health-O-Meter)(ECRI) | 500KL | 500KL | Pelstar (Health-O-Meter)(ECRI) | 5000098409 | Active | HQ
MPW2570 | HQM005 | Table, Examination/Treatment | Tables, Examination/Treatment, Adjustable (ECRI) | Midmark Corp (ECRI) | 623-007 | 623-007 | Midmark Corp (ECRI) | V854370 | Active | HQ
MPW2571 |  | Footswitch | Footswitches (ECRI) | Midmark Corp (ECRI) | Not Available | Not Available | Midmark Corp (ECRI) | Not Available | Active | HQ
MPW2572 |  | Hand/remote Control | Hand/Remote Control (ECRI) | Midmark Corp (ECRI) | Not Available | Not Available | Midmark Corp (ECRI) | Not Available | Active | HQ
MPW2573 |  | Light, Examination | Lights, Examination (ECRI) | Welch Allyn Inc (ECRI) | GS 300 | GS 300 | Welch Allyn Inc (ECRI) | Not Available | Active | HQ
MPW2574 |  | Sphygmomanometer | Sphygmomanometers (ECRI) | Hillrom Co Inc (ECRI) | CE0297 | CE0297 | Hillrom Co Inc (ECRI) | 230704210800 | Active | HQ
MPW2575 |  | Otoscope | Otoscopes (ECRI) | Hillrom Co Inc (ECRI) | Not Available | Not Available | Hillrom Co Inc (ECRI) | Not Available | Active | HQ
MPW2576 |  | Thermometer, Electronic | Thermometers, Electronic (ECRI) | Welch Allyn Inc (ECRI) | 690 | SureTemp Plus | Welch Allyn Inc (ECRI) | 23203653 | Active | HQ
MPW2577 |  | Scale, Floor | Scales, Floor (ECRI) | Pelstar (Health-O-Meter)(ECRI) | 500KL | 500KL | Pelstar (Health-O-Meter)(ECRI) | 5000099694 | Active | HQ
MPW2578 | HQM012 | Table, Examination/Treatment | Tables, Examination/Treatment (ECRI) | Midmark Corp (ECRI) | 204-001 | 204-001 | Midmark Corp (ECRI) | V764510 | Active | HQ
MPW2579 |  | Sphygmomanometer | Sphygmomanometers (ECRI) | Welch Allyn Inc (ECRI) | CE0297 | CE0297 | Welch Allyn Inc (ECRI) | 080415164526 | Active | HQ
MPW2580 | HQM010 | GS Integrated Wall System | Ophthalmoscope/Otoscope/Vital Signs Measuring Systems (ECRI) | Welch Allyn Inc (ECRI) | 767 Series | 767 Series | Welch Allyn Inc (ECRI) | Not Available | Active | HQ
MPW2581 | HQM015 | Thermometer, Electronic | Thermometers, Electronic (ECRI) | Welch Allyn Inc (ECRI) | 690 | SureTemp Plus | Welch Allyn Inc (ECRI) | 15292798 | Active | HQ
MPW2582 |  | Table, Examination/Treatment | Tables, Examination/Treatment (ECRI) | Midmark Corp (ECRI) | 204-001 | 204-001 | Midmark Corp (ECRI) | V1672226 | Active | HQ
MPW2583 |  | Scale, Floor | Scales, Floor (ECRI) | Pelstar (Health-O-Meter)(ECRI) | 500KL | 500KL | Pelstar (Health-O-Meter)(ECRI) | 5000142392 | Active | HQ
MPW2584 | HQM013 | GS Integrated Wall System | Ophthalmoscope/Otoscope/Vital Signs Measuring Systems (ECRI) | Welch Allyn Inc (ECRI) | 767 Series | 767 Series | Welch Allyn Inc (ECRI) | Not Available | Active | HQ
MPW2585 |  | Sphygmomanometer | Sphygmomanometers (ECRI) | Welch Allyn Inc (ECRI) | CE0297 | CE0297 | Welch Allyn Inc (ECRI) | 150706143395 | Active | HQ
MPW2586 |  | Thermometer, Electronic | Thermometers, Electronic (ECRI) | Welch Allyn Inc (ECRI) | 690 | SureTemp Plus | Welch Allyn Inc (ECRI) | 23054329 | Active | HQ
MPW2587 | HQL011 | Table, Examination/Treatment | Tables, Examination/Treatment (ECRI) | Midmark Corp (ECRI) | 104 | 104 | Midmark Corp (ECRI) | V27070 | Active | HQ
MPW2588 |  | Analyzer, Laboratory, Urine | Analyzers, Laboratory, Urine, Semiautomated (ECRI) | Siemens Healthcare (ECRI) | CLINITEK Status+ | CLINITEK Status+ | Siemens Healthcare (ECRI) | 328680 | Active | HQ
MPW2589 |  | Centrifuge, Tabletop | Centrifuges, Tabletop (ECRI) | Drucker Diagnostics (ECRI) | 642E LabCorp | 642E LabCorp | Drucker Diagnostics (ECRI) | 240813KX062 | Active | HQ
MPW2590 |  | Centrifuge, Tabletop | Centrifuges, Tabletop (ECRI) | Drucker Diagnostics (ECRI) | 642E Quest | Horizon 642E Quest | Drucker Diagnostics (ECRI) | 151213AV103 | Active | HQ
MPW2591 |  | Coagulator | Coagulator(ECRI) | CoaguSense Inc (ECRI) | COAG-SENSE | COAG-SENSE | CoaguSense Inc (ECRI) | 30629 | Active | HQ
MPW2592 | HQM013 | GS Integrated Wall System | Ophthalmoscope/Otoscope/Vital Signs Measuring Systems (ECRI) | Welch Allyn Inc (ECRI) | 767 Series | 767 Series | Welch Allyn Inc (ECRI) | Not Available | Active | HQ
MPW2593 |  | Sphygmomanometer | Sphygmomanometers (ECRI) | Welch Allyn Inc (ECRI) | CE0297 | CE0297 | Welch Allyn Inc (ECRI) | 080416150136 | Active | HQ
MPW2594 | HQM015 | Thermometer, Electronic | Thermometers, Electronic (ECRI) | Welch Allyn Inc (ECRI) | 690 | SureTemp Plus | Welch Allyn Inc (ECRI) | 06141849 | Active | HQ
MPW2595 |  | Scale, Floor | Scales, Floor (ECRI) | Pelstar (Health-O-Meter)(ECRI) | 500KL | 500KL | Pelstar (Health-O-Meter)(ECRI) | 5000098622 | Active | HQ
MPW2596 |  | Sphygmomanometer | Sphygmomanometers (ECRI) | Welch Allyn Inc (ECRI) | CE0297 | CE0297 | Welch Allyn Inc (ECRI) | 150703085825 | Active | HQ
MPW2597 | HQM013 | GS Integrated Wall System | Ophthalmoscope/Otoscope/Vital Signs Measuring Systems (ECRI) | Welch Allyn Inc (ECRI) | 767 Series | 767 Series | Welch Allyn Inc (ECRI) | Not Available | Active | HQ
MPW2598 |  | Table, Examination/Treatment | Tables, Examination/Treatment (ECRI) | Midmark Corp (ECRI) | 204-001 | 204-001 | Midmark Corp (ECRI) | V1665379 | Active | HQ
MPW2599 |  | Thermometer, Electronic | Thermometers, Electronic (ECRI) | Welch Allyn Inc (ECRI) | 692 | SureTemp Plus | Welch Allyn Inc (ECRI) | 22382820 | Active | HQ
MPW2600 | HQM014 | Table, Examination/Treatment | Tables, Examination/Treatment (ECRI) | Midmark Corp (ECRI) | 204-001 | 204-001 | Midmark Corp (ECRI) | V764504 | Active | HQ
MPW2601 |  | Scale, Floor | Scales, Floor (ECRI) | Pelstar (Health-O-Meter)(ECRI) | 500KL | 500KL | Pelstar (Health-O-Meter)(ECRI) | 5002123-242270 | Active | HQ
MPW2602 |  | Scale, Infant | Scales, Infant (ECRI) | Seca NA (ECRI) | 354 | seca 354 | Seca NA (ECRI) | 8354100230472 | Active | HQ
MPW2603 |  | Table, Examination/Treatment | Tables, Examination/Treatment (ECRI) | Midmark Corp (ECRI) | 244-001 | 244-001 | Midmark Corp (ECRI) | 232001341 | Active | HQ
MPW2604 |  | Sphygmomanometer | Sphygmomanometers (ECRI) | Welch Allyn Inc (ECRI) | CE0297 | CE0297 | Welch Allyn Inc (ECRI) | 230316080500 | Active | HQ
MPW2605 |  | GS Integrated Wall System | Ophthalmoscope/Otoscope/Vital Signs Measuring Systems (ECRI) | Welch Allyn Inc (ECRI) | 767 Series | 767 Series | Welch Allyn Inc (ECRI) | Not Available | Active | HQ
MPW2606 |  | Thermometer, Electronic | Thermometers, Electronic (ECRI) | Welch Allyn Inc (ECRI) | 690 | SureTemp Plus | Welch Allyn Inc (ECRI) | 23106291 | Active | HQ
MPW2607 |  | Light, Examination | Lights, Examination (ECRI) | Midmark Corp (ECRI) | 253-016 | 253-016 | Midmark Corp (ECRI) | V2548880 | Active | HQ
MPW2608 |  | GS Integrated Wall System | Ophthalmoscope/Otoscopes (ECRI) | Welch Allyn Inc (ECRI) | 901093 | Green Series 777 | Welch Allyn Inc (ECRI) | Not Available | Active | HQ
MPW2609 |  | Remote | Remote Display | Ewellix USA | NOT AVAILABLE | NOT AVAILABLE | Ewellix USA | A150365A2520A-000 | Active | HQ
MPW2610 |  | Scale, Floor | Scales, Floor (ECRI) | Pelstar (Health-O-Meter)(ECRI) | 500KL | 500KL | Pelstar (Health-O-Meter)(ECRI) | 5002123-242265 | Active | HQ
MPW2611 |  | Chair, Examination/Treatment | Chairs, Examination/Treatment (ECRI) | Midmark Corp (ECRI) | 626-001 | 626-001 | Midmark Corp (ECRI) | V2631388 | Active | HQ
MPW2612 |  | Footswitches | Footswitches (ECRI) | Midmark Corp (ECRI) | Not Available | Not Available | Midmark Corp (ECRI) | Not Available | Active | HQ
MPW2613 |  | Footswitches | Footswitches (ECRI) | Midmark Corp (ECRI) | Not Available | Not Available | Midmark Corp (ECRI) | Not Available | Active | HQ
MPW2614 |  | Sphygmomanometer | Sphygmomanometers (ECRI) | Welch Allyn Inc (ECRI) | CE0297 | CE0297 | Welch Allyn Inc (ECRI) | 220511064400 | Active | HQ
MPW2615 |  | GS Integrated Wall System | Ophthalmoscope/Otoscopes (ECRI) | Welch Allyn Inc (ECRI) | 901093 | Green Series 777 | Welch Allyn Inc (ECRI) | Not Available | Active | HQ
MPW2616 |  | Thermometer, Electronic | Thermometers, Electronic (ECRI) | Welch Allyn Inc (ECRI) | 690 | SureTemp Plus | Welch Allyn Inc (ECRI) | Not Available | Active | HQ
MPW2618 |  | Sphygmomanometer | Sphygmomanometers (ECRI) | Welch Allyn Inc (ECRI) | CE0297 | CE0297 | Welch Allyn Inc (ECRI) | 220511062640 | Active | HQ
MPW2619 |  | GS Integrated Wall System | Ophthalmoscope/Otoscope/Vital Signs Measuring Systems (ECRI) | Welch Allyn Inc (ECRI) | 767 Series | 767 Series | Welch Allyn Inc (ECRI) | Not Available | Active | HQ
MPW2620 |  | Thermometer, Electronic | Thermometers, Electronic (ECRI) | Welch Allyn Inc (ECRI) | 690 | SureTemp Plus | Welch Allyn Inc (ECRI) | Not Available | Active | HQ
MPW2621 |  | GS Integrated Wall System | Ophthalmoscope/Otoscopes (ECRI) | Welch Allyn Inc (ECRI) | 901093 | Green Series 777 | Welch Allyn Inc (ECRI) | Not Available | Active | HQ
MPW2622 |  | Chair, Examination/Treatment | Chairs, Examination/Treatment (ECRI) | Midmark Corp (ECRI) | 626-001 | 626-001 | Midmark Corp (ECRI) | V2630326 | Active | HQ
MPW2623 |  | Footswitches | Footswitches (ECRI) | Midmark Corp (ECRI) | Not Available | Not Available | Midmark Corp (ECRI) | Not Available | Active | HQ
MPW2624 |  | Footswitches | Footswitches (ECRI) | Midmark Corp (ECRI) | Not Available | Not Available | Midmark Corp (ECRI) | Not Available | Active | HQ
MPW2625 |  | Scale, Floor | Scales, Floor (ECRI) | Pelstar (Health-O-Meter)(ECRI) | 500KL | 500KL | Pelstar (Health-O-Meter)(ECRI) | 5002123-242273 | Active | HQ
MPW2626 |  | Scale, Floor | Scales, Floor (ECRI) | Pelstar (Health-O-Meter)(ECRI) | 500KL | 500KL | Pelstar (Health-O-Meter)(ECRI) | 5002123-242269 | Active | HQ
MPW2627 |  | Thermometer, Electronic | Thermometers, Electronic (ECRI) | Welch Allyn Inc (ECRI) | 690 | SureTemp Plus | Welch Allyn Inc (ECRI) | Not Available | Active | HQ
MPW2628 |  | GS Integrated Wall System | Ophthalmoscope/Otoscope/Vital Signs Measuring Systems (ECRI) | Welch Allyn Inc (ECRI) | 767 Series | 767 Series | Welch Allyn Inc (ECRI) | Not Available | Active | HQ
MPW2629 |  | Sphygmomanometer | Sphygmomanometers (ECRI) | Welch Allyn Inc (ECRI) | CE0297 | CE0297 | Welch Allyn Inc (ECRI) | 230366082120 | Active | HQ
MPW2630 |  | GS Integrated Wall System | Ophthalmoscope/Otoscopes (ECRI) | Welch Allyn Inc (ECRI) | 901093 | Green Series 777 | Welch Allyn Inc (ECRI) | Not Available | Active | HQ
MPW2631 | HQPPT006 | Weight Machine | Exercisers (ECRI) | Nautilus Health Inc (ECRI) | NS700 | NS700 | Nautilus Health Inc (ECRI) | Not Available | Active | HQ
MPW2632 | HQPPT007 | Exerciser, Treadmill | Exercisers, Treadmills (ECRI) | Landice Inc (ECRI) | L7 | L7 | Landice Inc (ECRI) | 86109 | Active | HQ
MPW2633 | HQPPT005 | Exerciser, Upper/Lower Cycler | Exercisers (ECRI) | SCIFIT (ECRI) | Pro1000 | Pro1000 | SCIFIT (ECRI) | 610-009794 | Retired | HQ
MPW2634 |  | Sphygmomanometer | Sphygmomanometers (ECRI) | BV Medical (ECRI) | Not Available | Not Available | BV Medical (ECRI) | Not Available | Active | HQ
MPW2635 |  | Sphygmomanometer | Sphygmomanometers (ECRI) | Omron Healthcare Inc (ECRI) | Not Available | Not Available | Omron Healthcare Inc (ECRI) | 201810014735V | Active | HQ
MPW2636 | HQPPT019 | Exerciser, Stair/Stepper | Exercisers, Stair/Stepper (ECRI) | NuStep LLC (ECRI) | TRS 4000 | TRS 4000 | NuStep LLC (ECRI) | T4461612 | Active | HQ
MPW2637 | HQPPT009 | Exerciser, Stair/Stepper | Exercisers, Stair/Stepper (ECRI) | NuStep LLC (ECRI) | TRS 4000 | TRS 4000 | NuStep LLC (ECRI) | 455009 | Active | HQ
MPW2638 | HQPPT018 | Bicycle | Exercisers, Bicycle (ECRI) | SCIFIT (ECRI) | ISO1000 | ISO1000 | SCIFIT (ECRI) | 421-000616 | Active | HQ
MPW2639 |  | Exerciser, Leg Press | Exercisers, Leg Press (ECRI) | Matrix Fitness (ECRI) | MD-S70 | MD-S70 | Matrix Fitness (ECRI) | 108E2307G021 | Active | HQ
MPW2640 |  | Mobile Heating Unit | Moist Heat Therapy Pack Conditioners (ECRI) | DJO Global Inc (ECRI) | 2402 | M-2 Hydrocollator | Chattanoga, DJO LLC (ECRI) | T19386C | Active | HQ
MPW2641 | HQPPT014 | Exerciser, Leg Press | Exercisers, Leg Press (ECRI) | ProMaxima Mfg Ltd (ECRI) | P5000 | P5000 | ProMaxima Mfg Ltd (ECRI) | Not Available | Active | HQ
MPW2642 | HQPPT013 | Table, Examination/Treatment | Tables, Examination/Treatment (ECRI) | Armedica Mfg Corp (ECRI) | AM-350 | AM-350 | Armedica Mfg Corp (ECRI) | 27463 | Active | HQ
MPW2643 |  | Footswitches | Footswitches (ECRI) | Not Available | Not Available | Not Available | Not Available | Not Available | Active | HQ
MPW2644 | HQPPT022 CH | Stimulator | Stimulators, Electrical, Neuromuscular (ECRI) | Dynatronics Corp (ECRI) | D650T | D650T | Dynatronics Corp (ECRI) | 659826 | Active | HQ
MPW2646 |  | Exerciser | Exercisers (ECRI) | Not Available | Not Available | Not Available | Not Available | Not Available | Active | HQ
MPW2647 | HQPPT010 | Exerciser, Treadmill | Exercisers, Treadmills (ECRI) | Landice Inc (ECRI) | L7 | L7 | Landice Inc (ECRI) | 87800 | Active | HQ
MPW2648 | HQPPT012 | ELLIPTICAL | Exercisers, Elliptical (ECRI) | SportsArt Fitness (ECRI) | E825 | E825 | SportsArt Fitness (ECRI) | 0234262 | Active | HQ
MPW2649 |  | Sphygmomanometer | Sphygmomanometers (ECRI) | BV Medical (ECRI) | Not Available | Not Available | BV Medical (ECRI) | Not Available | Active | HQ
MPW2650 |  | Exerciser, Cycle | Exercisers (ECRI) | Not Available | Not Available | Not Available | Not Available | US-SNC3JY-1606002161 | Active | HQ
MPW2651 | HQPPT016 | Stimulator | Stimulators, Electrical, Neuromuscular (ECRI) | Dynatronics Corp (ECRI) | D650T | D650T | Dynatronics Corp (ECRI) | 659631 | Active | HQ
MPW2652 |  | Exerciser | Exercisers (ECRI) | Not Available | Not Available | Not Available | Not Available | NOt Available | Active | HQ
MPW2653 |  | Table, Examination/Treatment | Tables, Examination/Treatment (ECRI) | Midmark Corp (ECRI) | 204 | 204 | Midmark Corp (ECRI) | V385557 | Active | HQ
MPW2654 |  | Sphygmomanometer | Sphygmomanometers (ECRI) | Welch Allyn Inc (ECRI) | CE0297 | CE0297 | Welch Allyn Inc (ECRI) | 240806175310 | Active | HQ
MPW2655 |  | Table, Examination/Treatment | Tables, Examination/Treatment (ECRI) | Midmark Corp (ECRI) | 104-035-202 | 104-035-202 | Midmark Corp (ECRI) | V163977 | Active | HQ
MPW2656 |  | Sphygmomanometer | Sphygmomanometers (ECRI) | Welch Allyn Inc (ECRI) | CE0297 | CE0297 | Welch Allyn Inc (ECRI) | 221008073100 | Active | HQ
MPW2657 |  | Infrared Thermometer | Thermometers, Electronic, Infrared (ECRI) | MedSource Labs (ECRI) | JXB-178 | JXB-178 | MedSource Labs (ECRI) | M68200528634 | Active | HQ
MPW2658 |  | Scale, Floor | Scales, Floor (ECRI) | Pelstar (Health-O-Meter)(ECRI) | 1100KL | 1100KL | Pelstar (Health-O-Meter)(ECRI) | 1100E222206609 | Active | HQ
MPW2659 |  | Table, Examination/Treatment | Tables, Examination/Treatment (ECRI) | Midmark Corp (ECRI) | 104-035-202 | 104-035-202 | Midmark Corp (ECRI) | V163572 | Active | HQ
MPW2665 |  | Thermometer, Electronic | Thermometers, Electronic (ECRI) | Welch Allyn Inc (ECRI) | 692 | SureTemp Plus | Welch Allyn Inc (ECRI) | 07408335 | Active | HQ
MPW2666 |  | Scale, Floor | Scales, Floor (ECRI) | Seca NA (ECRI) | 769 | 769 | Seca NA (ECRI) | 10000000220582 | Active | HQ
MPW2667 |  | Table, Examination/Treatment | Tables, Examination/Treatment (ECRI) | Midmark Corp (ECRI) | 204 | 204 | Midmark Corp (ECRI) | Not Available | Active | HQ
MPW2668 |  | Footswitches | Footswitches (ECRI) | Midmark Corp (ECRI) | Not Available | Not Available | Midmark Corp (ECRI) | Not Available | Active | HQ
MPW2669 |  | Footswitches | Footswitches (ECRI) | Midmark Corp (ECRI) | Not Available | Not Available | Midmark Corp (ECRI) | Not Available | Active | HQ
MPW2670 |  | Light,Exam | Lights, Examination (ECRI) | Not Available | Not Available | Not Available | Not Available | Not Available | Active | HQ
MPW2671 | HQLAG023 | GS Integrated Wall System | Ophthalmoscope/Otoscope/Vital Signs Measuring Systems (ECRI) | Welch Allyn Inc (ECRI) | 767 Series | 767 Series | Welch Allyn Inc (ECRI) | Not Available | Active | HQ
MPW2672 |  | Thermometer, Electronic | Thermometers, Electronic (ECRI) | Welch Allyn Inc (ECRI) | 690 | SureTemp Plus | Welch Allyn Inc (ECRI) | NOt Available | Active | HQ
MPW2673 |  | Table, Examination/Treatment | Tables, Examination/Treatment (ECRI) | Midmark Corp (ECRI) | 204-001 | 204-001 | Midmark Corp (ECRI) | V651237 | Active | HQ
MPW2674 | HQL021 | Exam Light | Lights, Examination (ECRI) | Brewer Co (ECRI) | 15100 | 15100 | Brewer Co (ECRI) | BI0018149 | Active | HQ
MPW2675 |  | Monitor, Vital Signs | Monitors, Vital Signs (ECRI) | Welch Allyn Inc (ECRI) | 75MT | Connex Spot Monitor | Welch Allyn Inc (ECRI) | 100011641424 | Active | HQ
MPW2677 |  | Thermometer, Electronic | Thermometers, Electronic (ECRI) | Welch Allyn Inc (ECRI) | 690 | SureTemp Plus | Welch Allyn Inc (ECRI) | 12020935 | Active | HQ
MPW2678 | HQL010 | Defibrillator, External, Auto | Defibrillators, External, Auto (ECRI) | ZOLL Medical Corp (ECRI) | AED Plus | AED Plus | ZOLL Medical Corp (ECRI) | X09L433583 | Active | HQ
MPW2679 | HQL017 | Table, Examination/Treatment | Tables, Examination/Treatment (ECRI) | Midmark Corp (ECRI) | 104-035-200 | 104-035-200 | Midmark Corp (ECRI) | V27081 | Active | HQ
MPW2680 |  | Sphygmomanometer | Sphygmomanometers (ECRI) | Welch Allyn Inc (ECRI) | CE0297 | CE0297 | Welch Allyn Inc (ECRI) | 0205101888 | Active | HQ
MPW2681 |  | GS Integrated Wall System | Ophthalmoscope/Otoscope/Vital Signs Measuring Systems (ECRI) | Welch Allyn Inc (ECRI) | 767 Series | 767 Series | Welch Allyn Inc (ECRI) | Not Available | Active | HQ
MPW2682 | HQL024 | EXAM LIGHT | Lights, Examination (ECRI) | Brewer Co (ECRI) | 15100 | 15100 | Brewer Co (ECRI) | BI0018151 | Active | HQ
MPW2683 |  | Sphygmomanometer, Electronic | Sphygmomanometers, Electronic, Automatic, Oscillometric (ECRI) | Omron Healthcare Inc (ECRI) | HEM-907XL | IntelliSense | Brewer Co (ECRI) | 20141000233AF | Active | HQ
MPW2684 |  | Light, Examination | Lights, Examination (ECRI) | Brewer Co (ECRI) | 15100 | 15100 | Brewer Co (ECRI) | Not Available | Active | HQ
MPW2685 |  | Electrocardiograph, Portable | Electrocardiographs, Multichannel (ECRI) | Midmark Corp (ECRI) | IQecg | IQecg | Midmark Corp (ECRI) | 464720 | Retired | HQ
MPW2686 |  | BMI Analyzer | Scales (ECRI) | Cardinal Health (ECRI) | 758C | 758C | Cardinal Health (ECRI) | E13408-0008 | Retired | HQ
MPW2687 | HQL020 | Table, Examination/Treatment | Tables, Examination/Treatment (ECRI) | Midmark Corp (ECRI) | 204-001 | 204-001 | Midmark Corp (ECRI) | V651324 | Active | HQ
MPW2688 |  | Sphygmomanometer | Sphygmomanometers (ECRI) | McKesson Medical-Surg (ECRI) | Not Available | Not Available | McKesson Medical-Surg (ECRI) | Not Available | Active | HQ
MPW2689 | HQLAG009 | GS Integrated Wall System | Ophthalmoscope/Otoscope/Vital Signs Measuring Systems (ECRI) | Welch Allyn Inc (ECRI) | 767 Series | 767 Series | Welch Allyn Inc (ECRI) | NOt Available | Active | HQ
MPW2690 | HQLAG024 | Thermometer, Electronic | Thermometers, Electronic (ECRI) | Welch Allyn Inc (ECRI) | 690 | SureTemp Plus | Welch Allyn Inc (ECRI) | 08390850 | Active | HQ
MPW2691 | HQL028 | Table, Examination/Treatment | Tables, Examination/Treatment (ECRI) | Midmark Corp (ECRI) | 204-001 | 204-001 | Midmark Corp (ECRI) | V1207507 | Active | HQ
MPW2692 |  | Sphygmomanometer | Sphygmomanometers (ECRI) | Welch Allyn Inc (ECRI) | CE0297 | CE0297 | Welch Allyn Inc (ECRI) | 120120124348 | Active | HQ
MPW2693 | HQL027 | GS Integrated Wall System | Ophthalmoscope/Otoscope/Vital Signs Measuring Systems (ECRI) | Welch Allyn Inc (ECRI) | 767 Series | 767 Series | Welch Allyn Inc (ECRI) | Not Available | Active | HQ
MPW2694 |  | Thermometer, Electronic | Thermometers, Electronic (ECRI) | Welch Allyn Inc (ECRI) | 690 | SureTemp Plus | Welch Allyn Inc (ECRI) | 13471037 | Active | HQ
MPW2695 |  | Module, Electrocardiograph | Modules, Electrocardiographs (ECRI) | Welch Allyn Inc (ECRI) | WAM | EKG WAM | Welch Allyn Inc (ECRI) | 120040000076 | Active | HQ
MPW2696 | HQLAG025 | Table, Examination/Treatment | Tables, Examination/Treatment (ECRI) | Midmark Corp (ECRI) | 204-001 | 204-001 | Midmark Corp (ECRI) | V651293 | Active | HQ
MPW2697 |  | Monitor, Vital Signs | Monitors, Vital Signs (ECRI) | Welch Allyn Inc (ECRI) | 75MT | Connex Spot Monitor | Welch Allyn Inc (ECRI) | Not Available | Active | HQ
MPW2698 |  | GS Integrated Wall System | Ophthalmoscope/Otoscope/Vital Signs Measuring Systems (ECRI) | Welch Allyn Inc (ECRI) | 767 Series | 767 Series | Welch Allyn Inc (ECRI) | Not Available | Active | HQ
MPW2699 |  | Analyzer, Immunoassay | Analyzers, Laboratory, Immunoassay, Photometric (ECRI) | BD (ECRI) | Veritor Plus | Veritor Plus | BD (ECRI) | Not Available | Active | HQ
MPW2700 |  | Analyzer, Laboratory, Urine | Analyzers, Laboratory, Urine, Semiautomated (ECRI) | Siemens Healthcare (ECRI) | CLINITEK Status+ | CLINITEK Status+ | Siemens Healthcare (ECRI) | 328686 | Active | HQ
MPW2701 |  | Sphygmomanometer | Sphygmomanometers (ECRI) | Welch Allyn Inc (ECRI) | Tycos | Tycos | Welch Allyn Inc (ECRI) | 190604235515 | Active | HQ
MPW2702 |  | Ophthalmoscope/Otoscope | Ophthalmoscope/Otoscopes (ECRI) | Welch Allyn Inc (ECRI) | 901093 | Green Series 777 | Welch Allyn Inc (ECRI) | Not Available | Active | HQ
MPW2703 |  | Thermometer, Electronic | Thermometers, Electronic (ECRI) | Welch Allyn Inc (ECRI) | 690 | SureTemp Plus | Welch Allyn Inc (ECRI) | 19248328 | Active | HQ
MPW2704 |  | Table, Examination/Treatment | Tables, Examination/Treatment, Adjustable (ECRI) | Midmark Corp (ECRI) | 204-002 | 204-002 | Midmark Corp (ECRI) | V626402 | Active | HQ
MPW2705 |  | Light, Examination | Lights, Examination (ECRI) | Graham Field Health (ECRI) | GRAFCO | GRAFCO | Graham Field Health (ECRI) | Not Available | Active | HQ
MPW2706 |  | Light, Examination | Lights, Examination (ECRI) | Graham Field Health (ECRI) | GRAFCO | GRAFCO | Graham Field Health (ECRI) | Not Available | Active | HQ
MPW2707 |  | Sphygmomanometer | Sphygmomanometers (ECRI) | Welch Allyn Inc (ECRI) | Tycos | Tycos | Welch Allyn Inc (ECRI) | 071218181931 | Active | HQ
MPW2708 |  | Ophthalmoscope/Otoscope | Ophthalmoscope/Otoscopes (ECRI) | Welch Allyn Inc (ECRI) | 901093 | Green Series 777 | Welch Allyn Inc (ECRI) | Not Available | Active | HQ
MPW2709 |  | Thermometer, Electronic | Thermometers, Electronic (ECRI) | Welch Allyn Inc (ECRI) | 692 | SureTemp Plus | Welch Allyn Inc (ECRI) | 20356115 | Active | HQ
MPW2710 |  | Table, Examination/Treatment | Tables, Examination/Treatment (ECRI) | Midmark Corp (ECRI) | 204-001 | 204-001 | Midmark Corp (ECRI) | V17378367 | Active | HQ
MPW2711 |  | Ophthalmoscope/Otoscope | Ophthalmoscope/Otoscopes (ECRI) | Welch Allyn Inc (ECRI) | 901093 | Green Series 777 | Welch Allyn Inc (ECRI) | Not Available | Active | HQ
MPW2712 |  | Sphygmomanometer | Sphygmomanometers (ECRI) | Welch Allyn Inc (ECRI) | Tycos | Tycos | Welch Allyn Inc (ECRI) | 190604191815 | Active | HQ
MPW2713 |  | Thermometer, Electronic | Thermometers, Electronic (ECRI) | Welch Allyn Inc (ECRI) | 690 | SureTemp Plus | Welch Allyn Inc (ECRI) | 192337758 | Retired | HQ
MPW2714 |  | Light, Examination | Lights, Examination (ECRI) | Graham Field Health (ECRI) | GRAFCO | GRAFCO | Graham Field Health (ECRI) | Not Available | Active | HQ
MPW2715 |  | Table, Examination/Treatment | Tables, Examination/Treatment (ECRI) | Midmark Corp (ECRI) | 204-001 | 204-001 | Midmark Corp (ECRI) | V419465 | Active | HQ
MPW2716 |  | Light, Examination | Lights, Examination (ECRI) | Graham Field Health (ECRI) | GRAFCO | GRAFCO | Graham Field Health (ECRI) | Not Available | Active | HQ
MPW2717 |  | Sphygmomanometer | Sphygmomanometers (ECRI) | Welch Allyn Inc (ECRI) | Tycos | Tycos | Welch Allyn Inc (ECRI) | 140619181975 | Active | HQ
MPW2718 |  | Ophthalmoscope/Otoscope | Ophthalmoscope/Otoscopes (ECRI) | Welch Allyn Inc (ECRI) | 901093 | Green Series 777 | Welch Allyn Inc (ECRI) | Not Available | Active | HQ
MPW2719 |  | Thermometer, Electronic | Thermometers, Electronic (ECRI) | Welch Allyn Inc (ECRI) | 692 | SureTemp Plus | Welch Allyn Inc (ECRI) | 20157012 | Active | HQ
MPW2720 |  | Table, Examination/Treatment | Tables, Examination/Treatment (ECRI) | Midmark Corp (ECRI) | 204-001 | 204-001 | Midmark Corp (ECRI) | V1014942 | Active | HQ
MPW2721 |  | Ophthalmoscope/Otoscope | Ophthalmoscope/Otoscopes (ECRI) | Welch Allyn Inc (ECRI) | 901093 | Green Series 777 | Welch Allyn Inc (ECRI) | Not Available | Active | HQ
MPW2722 |  | Sphygmomanometer | Sphygmomanometers (ECRI) | Welch Allyn Inc (ECRI) | Tycos | Tycos | Welch Allyn Inc (ECRI) | 090202142827 | Active | HQ
MPW2723 |  | Thermometer, Electronic | Thermometers, Electronic (ECRI) | Welch Allyn Inc (ECRI) | 690 | SureTemp Plus | Welch Allyn Inc (ECRI) | 15372838 | Active | HQ
MPW2724 |  | Sphygmomanometer | Sphygmomanometers (ECRI) | Welch Allyn Inc (ECRI) | Tycos | Tycos | Welch Allyn Inc (ECRI) | 150217033095 | Active | HQ
MPW2725 |  | Light, Examination | Lights, Examination (ECRI) | Graham Field Health (ECRI) | GRAFCO | GRAFCO | Graham Field Health (ECRI) | Not Available | Active | HQ
MPW2726 |  | Monitor, Blood Pressure | Monitors, Blood Pressure (ECRI) | CoaguSense Inc (ECRI) | COAG-SENSE | COAG-SENSE | CoaguSense Inc (ECRI) | D001337J0335 | Active | HQ
MPW2727 |  | Table, Examination/Treatment | Tables, Examination/Treatment (ECRI) | Midmark Corp (ECRI) | 204 | 204 | Midmark Corp (ECRI) | V1643587 | Active | HQ
MPW2728 |  | Light, Examination | Lights, Examination (ECRI) | Graham Field Health (ECRI) | GRAFCO | GRAFCO | Graham Field Health (ECRI) | Not Available | Active | HQ
MPW2729 |  | Sphygmomanometer | Sphygmomanometers (ECRI) | Welch Allyn Inc (ECRI) | Tycos | Tycos | Welch Allyn Inc (ECRI) | 080122212353 | Active | HQ
MPW2730 |  | Ophthalmoscope/Otoscope | Ophthalmoscope/Otoscopes (ECRI) | Welch Allyn Inc (ECRI) | 901093 | Green Series 777 | Welch Allyn Inc (ECRI) | Not Available | Active | HQ
MPW2731 |  | Thermometer, Electronic | Thermometers, Electronic (ECRI) | Welch Allyn Inc (ECRI) | 692 | SureTemp Plus | Welch Allyn Inc (ECRI) | 20356290 | Active | HQ
MPW2732 |  | Scale, Floor | Scales, Floor (ECRI) | Seca NA (ECRI) | 7691321998 | 7691321998 | Seca NA (ECRI) | 10000000220566 | Active | HQ
MPW2733 |  | Freezer | Freezers (ECRI) | Follett LLC (ECRI) | FZR1 | FZR1 | Follett LLC (ECRI) | J00607-16016 | Active | HQ
MPW2734 |  | Module, Electrocardiograph | Modules, Electrocardiographs (ECRI) | Welch Allyn Inc (ECRI) | WAM | EKG WAM | Welch Allyn Inc (ECRI) | 122170001838 | Active | HQ
MPW2735 |  | Module, Electrocardiograph | Modules, Electrocardiographs (ECRI) | Welch Allyn Inc (ECRI) | AM12 | AM12 | Welch Allyn Inc (ECRI) | 122370000559 | Active | HQ
MPW2736 |  | Electrosurgical Unit | Electrosurgical Units (ECRI) | Geiger Medical (ECRI) | 150A | CAUTERY | Geiger Medical (ECRI) | Not Available | Active | HQ
MPW2737 |  | Analyzer, POC, Whole Blood | Analyzers, Point-of-Care, Whole Blood (ECRI) | Abbott Laboratories Inc (ECRI) | Afinion 2 | Afinion 2 | Abbott Laboratories Inc (ECRI) | AF20042132 | Active | HQ
MPW2738 |  | Analyzer, Immunoassay | Analyzers, Laboratory, Immunoassay, Photometric (ECRI) | BD (ECRI) | Veritor Plus | Veritor Plus | BD (ECRI) | 2206102J69780 | Active | HQ
MPW2739 |  | Analyzer, Immunoassay | Analyzers, Laboratory, Immunoassay, Photometric (ECRI) | BD (ECRI) | 256066 | Veritor Plus | BD (ECRI) | 2404044J17D50 | Active | HQ
MPW2740 |  | Thermometers, Electronic | Thermometers, Electronic, Infrared (ECRI) | Hetaida Technology (ECRI) | Not Available | Not Available | Hetaida Technology (ECRI) | 2003054K05779 | Active | HQ
MPW2741 |  | Defibrillator, External, Auto | Defibrillators, External, Auto (ECRI) | ZOLL Medical Corp (ECRI) | AED Plus | AED Plus | ZOLL Medical Corp (ECRI) | X15J794592 | Active | HQ
MPW2851 |  | Scale, Floor | Scales, Floor (ECRI) | Pelstar (Health-O-Meter)(ECRI) | 500KL | 500KL | Pelstar (Health-O-Meter)(ECRI) | 5000098624 | Active | HQ
MPW2853 | HQLAG026 | GS Integrated Wall System | Ophthalmoscope/Otoscope/Vital Signs Measuring Systems (ECRI) | Welch Allyn Inc (ECRI) | 767 Series | 767 Series | Welch Allyn Inc (ECRI) | Not Available | Active | HQ
MPW2854 |  | Thermometer, Electronic | Thermometers, Electronic (ECRI) | Welch Allyn Inc (ECRI) | 692 | SureTemp Plus | Welch Allyn Inc (ECRI) | 18129234 | Active | HQ
MPW2855 |  | Centrifuge, Tabletop | Centrifuges, Tabletop (ECRI) | Drucker Diagnostics (ECRI) | 642E Quest | Horizon 642E Quest | Drucker Diagnostics (ECRI) | 190113DZ363 | Active | HQ
MPW2856 |  | Sphygmomanometer | Sphygmomanometers (ECRI) | Welch Allyn Inc (ECRI) | CE0297 | CE0297 | Welch Allyn Inc (ECRI) | 091023112710 | Active | HQ
MPW2857 | HQL014 | GS Integrated Wall System | Ophthalmoscope/Otoscope/Vital Signs Measuring Systems (ECRI) | Welch Allyn Inc (ECRI) | 767 Series | 767 Series | Welch Allyn Inc (ECRI) | Not Available | Active | HQ
MPW2858 | HQL018 | Thermometer, Electronic | Thermometers, Electronic (ECRI) | Welch Allyn Inc (ECRI) | 692 | SureTemp Plus | Welch Allyn Inc (ECRI) | 09010992 | Active | HQ
MPW2859 | HQL008 | Table, Examination/Treatment | Tables, Examination/Treatment (ECRI) | Midmark Corp (ECRI) | 204-001 | 204-001 | Midmark Corp (ECRI) | V651383 | Active | HQ
MPW2860 | HQL003 | Table, Examination/Treatment | Tables, Examination/Treatment, Adjustable (ECRI) | Midmark Corp (ECRI) | 623-008 | 623-008 | Midmark Corp (ECRI) | V851895 | Active | HQ
MPW2861 |  | Sphygmomanometer | Sphygmomanometers (ECRI) | Welch Allyn Inc (ECRI) | CE0297 | CE0297 | Welch Allyn Inc (ECRI) | 100873174416 | Active | HQ
MPW2862 | HQL006 | GS Integrated Wall System | Ophthalmoscope/Otoscope/Vital Signs Measuring Systems (ECRI) | Welch Allyn Inc (ECRI) | 767 Series | 767 Series | Welch Allyn Inc (ECRI) | Not Available | Active | HQ
MPW2863 | HQLAG032 | Thermometer, Electronic | Thermometers, Electronic (ECRI) | Welch Allyn Inc (ECRI) | 690 | SureTemp Plus | Welch Allyn Inc (ECRI) | 08390847 | Active | HQ
MPW2864 |  | Footswitches | Footswitches (ECRI) | Midmark Corp (ECRI) | Not Available | Not Available | Midmark Corp (ECRI) | Not Available | Active | HQ
MPW2865 |  | Footswitches | Footswitches (ECRI) | Midmark Corp (ECRI) | Not Available | Not Available | Midmark Corp (ECRI) | Not Available | Active | HQ
MPW2866 |  | Table, Examination/Treatment | Tables, Examination/Treatment (ECRI) | Midmark Corp (ECRI) | 204 | 204 | Midmark Corp (ECRI) | Not Available | Active | HQ
MPW2867 |  | Footswitches | Footswitches (ECRI) | Midmark Corp (ECRI) | Not Available | Not Available | Midmark Corp (ECRI) | Not Available | Active | HQ
MPW2868 |  | Sphygmomanometer | Sphygmomanometers (ECRI) | Welch Allyn Inc (ECRI) | CE0297 | CE0297 | Welch Allyn Inc (ECRI) | 120119223202 | Active | HQ
MPW2869 |  | GS Integrated Wall System | Ophthalmoscope/Otoscope/Vital Signs Measuring Systems (ECRI) | Welch Allyn Inc (ECRI) | 767 Series | 767 Series | Welch Allyn Inc (ECRI) | Not Available | Active | HQ
MPW2870 |  | Monitor, Vital Signs | Monitors, Vital Signs (ECRI) | Welch Allyn Inc (ECRI) | 75CT | Connex Spot Monitor | Welch Allyn Inc (ECRI) | 100011671424 | Active | HQ
MPW2871 |  | Warmer, Gel | Warmers, Gel (ECRI) | Parker Laboratories Inc (ECRI) | 83-03 | Thermasonic | Parker Laboratories Inc (ECRI) | 105507CA11 | Active | HQ
MPW2872 |  | Table, Imaging, Ultrasound | Tables, Imaging, Ultrasound (ECRI) | Biodex Medical Systems (ECRI) | 058-700 | Echo Pro Table | Biodex Medical Systems (ECRI) | 17080752 | Active | HQ
MPW2873 |  | Doppler | Detectors, Blood Flow, Ultrasonic (ECRI) | Cooper Surgical Inc (ECRI) | 37851B | 37851B | Biodex Medical Systems (ECRI) | 2021060104 | Active | HQ
MPW2874 |  | Warmer, Gel | Warmers, Gel (ECRI) | Parker Laboratories Inc (ECRI) | 83-03 | Thermasonic | Parker Laboratories Inc (ECRI) | 103507CA11 | Active | HQ
MPW2875 |  | Sphygmomanometer, Electronic | Sphygmomanometers, Electronic, Automatic, Oscillometric (ECRI) | Omron Healthcare Inc (ECRI) | HEM-907XL | IntelliSense | Omron Healthcare Inc (ECRI) | 20191000099AF | Active | HQ
MPW2876 |  | Table,Exam | Tables, Examination/Treatment (ECRI) | Medical Positioning Inc (ECRI) | TLG 10 | ULTRASCAN | Medical Positioning Inc (ECRI) | 797912 | Active | HQ
MPW2877 |  | RFID Tag Reader | Readers, Radiofrequency Identification Tags (ECRI) | Lantheus Medical Imaging (ECRI | VMIX2 | VialMix RFID | Lantheus Medical Imaging (ECRI | 2315805559 | Active | HQ
MPW2878 |  | REFRIGERATOR | Refrigerators (ECRI) | Follett LLC (ECRI) | REF1 | REF1 | Follett LLC (ECRI) | R35182 | Active | HQ
MPW2879 |  | Sphygmomanometer | Sphygmomanometers (ECRI) | Welch Allyn Inc (ECRI) | CE0297 | CE0297 | Welch Allyn Inc (ECRI) | 230111082220 | Active | HQ
MPW2880 |  | Infusion Pump | Infusion Pumps (ECRI) | Baxter Healthcare Corp (ECRI) | 3570009 | Spectrum IQ | Baxter Healthcare Corp (ECRI) | 3657030 | Active | HQ
MPW2881 |  | Sphygmomanometer | Sphygmomanometers (ECRI) | Welch Allyn Inc (ECRI) | CE0050 | CE0050 | Welch Allyn Inc (ECRI) | 050725090644 | Active | HQ
MPW2882 |  | Defibrillator | Defibrillators (ECRI) | ZOLL Medical Corp (ECRI) | R Series Plus | R Series Plus | ZOLL Medical Corp (ECRI) | AF21G140190 | Active | HQ
MPW2883 |  | Suction Unit | Suction Units (ECRI) | SSCOR Inc (ECRI) | 2314 | 2314 | SSCOR Inc (ECRI) | M46772 | Active | HQ
MPW2884 |  | Lithium Ion Battery | Batteries (ECRI) | ZOLL Medical Corp (ECRI) | 8019-0535-01 | SurePower Battery Pk | ZOLL Medical Corp (ECRI) | AG21GAS3851 | Active | HQ
MPW2885 |  | Monitor, Vital Signs | Monitors, Vital Signs (ECRI) | Welch Allyn Inc (ECRI) | 68NXTX | Connex 6000 Series | Welch Allyn Inc (ECRI) | 100090183822 | Active | HQ
MPW2886 |  | MONITOR - HEART RATE | Monitors (ECRI) | Ivy Biomedical Systems (ECRI) | 7600 | 7600 | Ivy Biomedical Systems (ECRI) | 22010198 | Active | HQ
MPW2887 |  | Warmer, Gel | Warmers, Gel (ECRI) | Parker Laboratories Inc (ECRI) | 83-03 | Thermasonic | Parker Laboratories Inc (ECRI) | 101507CA11 | Active | HQ
MPW2888 |  | TABLE - EXAM | Tables, Examination/Treatment (ECRI) | Medical Positioning Inc (ECRI) | 283 | ECHO TABLE | Medical Positioning Inc (ECRI) | 0809522 | Active | HQ
MPW2889 |  | MONITOR - HEART RATE | Monitors (ECRI) | Ivy Biomedical Systems (ECRI) | 7600 | 7600 | Ivy Biomedical Systems (ECRI) | 22040361 | Active | HQ
MPW2890 |  | Stress Test System | Stress Exercise, Cardiac (ECRI) | Quintron Instrument Co (ECRI) | Q5000 | Q5000 | Quintron Instrument Co (ECRI) | Not Available | Active | HQ
MPW2891 |  | Stress Exercise, Cardiac | Stress Exercise, Cardiac (ECRI) | Welch Allyn Inc (ECRI) | TM55 | Q-Stress | Welch Allyn Inc (ECRI) | 1040075201 | Active | HQ
MPW2892 |  | Sphygmomanometer | Sphygmomanometers (ECRI) | Welch Allyn Inc (ECRI) | CE0297 | CE0297 | Welch Allyn Inc (ECRI) | 230111091450 | Active | HQ
MPW2893 |  | Scale, Floor | Scales, Floor (ECRI) | Doran Scales Inc (ECRI) | DS7060 | HandRail Scale | Doran Scales Inc (ECRI) | DS205300084 | Active | HQ
MPW2894 |  | Sphygmomanometer | Sphygmomanometers (ECRI) | Welch Allyn Inc (ECRI) | CE0297 | CE0297 | Welch Allyn Inc (ECRI) | 070809184115 | Active | HQ
MPW2895 |  | Centrifuge, Tabletop | Centrifuges, Tabletop (ECRI) | Drucker Diagnostics (ECRI) | 642E Quest | Horizon 642E Quest | Drucker Diagnostics (ECRI) | 220813IE119 | Active | HQ
MPW2896 |  | Centrifuge, Tabletop | Centrifuges, Tabletop (ECRI) | Drucker Diagnostics (ECRI) | 642E Quest | Horizon 642E Quest | Drucker Diagnostics (ECRI) | 180913DN646 | Active | HQ
MPW2897 |  | Sphygmomanometer | Sphygmomanometers (ECRI) | Welch Allyn Inc (ECRI) | CE0297 | CE0297 | Welch Allyn Inc (ECRI) | 070613083527 | Active | HQ
MPW2898 |  | Electrocardiograph Unit | Electrocardiographs, Multichannel (ECRI) | Welch Allyn Inc (ECRI) | ELI 380 | ELI 380 | Welch Allyn Inc (ECRI) | 125250000664 | Active | HQ
MPW2899 |  | Module, Electrocardiograph | Modules, Electrocardiographs (ECRI) | Welch Allyn Inc (ECRI) | AM12 | AM12 | Welch Allyn Inc (ECRI) | 24240000340 | Active | HQ
MPW2900 |  | Defibrillator | Defibrillators (ECRI) | ZOLL Medical Corp (ECRI) | R Series Plus | R Series Plus | ZOLL Medical Corp (ECRI) | AF21G139501 | Active | HQ
MPW2903 |  | Sphygmomanometer | Sphygmomanometers (ECRI) | Welch Allyn Inc (ECRI) | CE0297 | CE0297 | Welch Allyn Inc (ECRI) | 050726090313 | Active | HQ
MPW2904 |  | Sphygmomanometer, Aneroid | Sphygmomanometers, Aneroid (ECRI) | Henry Schein Inc (ECRI) | CE0473 | CE0473 | Henry Schein Inc (ECRI) | 22013669 | Active | HQ
MPW2905 |  | EKG | Modules, Electrocardiographs (ECRI) | Siemens Healthcare (ECRI) | ELI 280 | ELI 280 | Siemens Healthcare (ECRI) | 114350227196 | Active | HQ
MPW2906 |  | EKG | Modules, Electrocardiographs (ECRI) | Siemens Healthcare (ECRI) | ELI 280 | ELI 280 | Siemens Healthcare (ECRI) | 114300222118 | Active | HQ
MPW2907 |  | Sphygmomanometer | Sphygmomanometers (ECRI) | Welch Allyn Inc (ECRI) | CE0297 | CE0297 | Welch Allyn Inc (ECRI) | 060412175837 | Active | HQ
MPW2908 |  | Sphygmomanometer | Sphygmomanometers (ECRI) | Welch Allyn Inc (ECRI) | CE0297 | CE0297 | Welch Allyn Inc (ECRI) | 0308262292 | Active | HQ
MPW2909 |  | Electrocardiograph | Electrocardiographs, Multichannel (ECRI) | GE Healthcare (ECRI) | MAC 5000 | MAC 5000 | GE Healthcare (ECRI) | SCD06213260PA | Active | HQ
MPW2910 |  | Module, Electrocardiographs | Modules, Electrocardiographs (ECRI) | GE Healthcare (ECRI) | CAM HD | CAM HD | GE Healthcare (ECRI) | RMf05427481PA | Active | HQ
MPW2911 |  | Sphygmomanometer | Sphygmomanometers (ECRI) | Welch Allyn Inc (ECRI) | CE0050 | CE0050 | Welch Allyn Inc (ECRI) | 06520031206 | Active | HQ
MPW2912 |  | Scale, Floor | Scales, Floor (ECRI) | Doran Scales Inc (ECRI) | DS7060 | HandRail Scale | Doran Scales Inc (ECRI) | DS205300085 | Active | HQ
MPW2913 |  | Sphygmomanometer | Sphygmomanometers (ECRI) | Welch Allyn Inc (ECRI) | CE0050 | CE0050 | Welch Allyn Inc (ECRI) | 060506140447 | Active | HQ
MPW2914 |  | Electrocardiograph Unit | Electrocardiographs, Multichannel (ECRI) | Welch Allyn Inc (ECRI) | ELI 280 | ELI 280 | Welch Allyn Inc (ECRI) | Not Available | Active | HQ
MPW2915 |  | Module, Electrocardiograph | Modules, Electrocardiographs (ECRI) | Welch Allyn Inc (ECRI) | WAM | EKG WAM | Welch Allyn Inc (ECRI) | 114070134837 | Active | HQ
MPW2916 |  | Electrocardiograph Unit | Electrocardiographs, Multichannel (ECRI) | Welch Allyn Inc (ECRI) | ELI 380 | ELI 380 | Welch Allyn Inc (ECRI) | 125250000650 | Active | HQ
MPW2917 |  | Module, Electrocardiograph | Modules, Electrocardiographs (ECRI) | Welch Allyn Inc (ECRI) | WAM | EKG WAM | Welch Allyn Inc (ECRI) | 24240000355 | Active | HQ
MPW2918 |  | Sphygmomanometer | Sphygmomanometers (ECRI) | Welch Allyn Inc (ECRI) | CE0297 | CE0297 | Welch Allyn Inc (ECRI) | 060506141108 | Active | HQ
MPW2919 |  | Sphygmomanometer | Sphygmomanometers (ECRI) | Welch Allyn Inc (ECRI) | CE0050 | CE0050 | Welch Allyn Inc (ECRI) | 0308271151 | Active | HQ
MPW2920 |  | Electrocardiograph Unit | Electrocardiographs, Multichannel (ECRI) | Welch Allyn Inc (ECRI) | ELI 280 | ELI 280 | Welch Allyn Inc (ECRI) | Not Available | Active | HQ
MPW2921 |  | Module, Electrocardiograph | Modules, Electrocardiographs (ECRI) | Welch Allyn Inc (ECRI) | WAM | EKG WAM | Welch Allyn Inc (ECRI) | 114310222861 | Active | HQ
MPW2922 |  | Stress Exercise, Cardiac | Stress Exercise, Cardiac (ECRI) | Welch Allyn Inc (ECRI) | TM55 | Q-Stress | Cardiac Science Corp (ECRI) | 11040082363 | Active | HQ
MPW2923 |  | Sphygmomanometer | Sphygmomanometers (ECRI) | Welch Allyn Inc (ECRI) | CE0297 | CE0297 | Welch Allyn Inc (ECRI) | 070813100230 | Active | HQ
MPW2924 |  | Table, Imaging, Ultrasound | Tables, Examination/Treatment, Adjustable (ECRI) | Medical Positioning Inc (ECRI) | 283 | EchoTable | Medical Positioning Inc (ECRI) | 0811774 | Active | HQ
MPW2925 |  | Stress System | Stress Exercise, Cardiac (ECRI) | Cardiac Science Corp (ECRI) | QUINTON | QUINTON | Cardiac Science Corp (ECRI) | QS008660 | Active | HQ
MPW2926 |  | Electrocardiograph Unit | Electrocardiographs, Multichannel (ECRI) | Welch Allyn Inc (ECRI) | ELI 380 | ELI 380 | Welch Allyn Inc (ECRI) | 125250000649 | Active | HQ
MPW2927 |  | Module, Electrocardiograph | Modules, Electrocardiographs (ECRI) | Welch Allyn Inc (ECRI) | AM12 | AM12 | Welch Allyn Inc (ECRI) | 124240000347 | Active | HQ
MPW2928 |  | Sphygmomanometer | Sphygmomanometers (ECRI) | Welch Allyn Inc (ECRI) | CE0297 | CE0297 | Welch Allyn Inc (ECRI) | 070809183844 | Active | HQ
MPW3001 |  | Scale, Floor | Scales, Floor (ECRI) | Pelstar (Health-O-Meter)(ECRI) | 500KL | 500KL | Pelstar (Health-O-Meter)(ECRI) | 5000142227 | Active | HQ
MPW3002 |  | Sphygmomanometer | Sphygmomanometers (ECRI) | Welch Allyn Inc (ECRI) | Tycos | Tycos |  | 180110130855 | Active | HQ
MPW3003 |  | Ophthalmoscope/Otoscope | Ophthalmoscope/Otoscopes (ECRI) | Welch Allyn Inc (ECRI) | 901093 | Green Series 777 | Welch Allyn Inc (ECRI) | 18033 | Active | HQ
MPW3004 |  | Thermometer, Electronic | Thermometers, Electronic (ECRI) | Welch Allyn Inc (ECRI) | 690 | SureTemp Plus | Welch Allyn Inc (ECRI) | 17472365 | Active | HQ
MPW3005 | HQM009 | Table, Examination/Treatment | Tables, Examination/Treatment (ECRI) | Midmark Corp (ECRI) | 204-001 | 204-001 | Midmark Corp (ECRI) | V764509 | Active | HQ
MPW3006 |  | Sphygmomanometer | Sphygmomanometers (ECRI) | Welch Allyn Inc (ECRI) | Tycos | Tycos | Welch Allyn Inc (ECRI) | 080416160705 | Active | HQ
MPW3007 | HQM007 | GS Integrated Wall System | Ophthalmoscope/Otoscope/Vital Signs Measuring Systems (ECRI) | Welch Allyn Inc (ECRI) | 767 Series | 767 Series | Welch Allyn Inc (ECRI) | Not Available | Active | HQ
MPW3008 |  | Thermometer, Electronic | Thermometers, Electronic (ECRI) | Welch Allyn Inc (ECRI) | 692 | SureTemp Plus | Welch Allyn Inc (ECRI) | 23024886 | Active | HQ
MPW3009 |  | Scale, Floor | Scales, Floor (ECRI) | Pelstar (Health-O-Meter)(ECRI) | 500KL | 500KL | Pelstar (Health-O-Meter)(ECRI) | 5000099714 | Active | HQ
MPW3010 |  | Nebulizer | Nebulizers (ECRI) | DeVilbliss Healthcare (ECRI) | 5610D | 5610D | DeVilbliss Healthcare (ECRI) | 975370 | Retired | HQ
MPW3011 | HQS014 | Nebulizer | Nebulizers (ECRI) | DeVilbliss Healthcare (ECRI) | 5650D | 5650D | DeVilbliss Healthcare (ECRI) | D4137619 | Retired | HQ
MPW3012 |  | Nebulizer Compressor | Nebulizers (ECRI) | Henry Schein Inc (ECRI) | 112-7063 | 112-7063 | Henry Schein Inc (ECRI) | 240321001048 | Active | HQ
MPW3013 |  | Ophthalmoscope/Otoscope | Ophthalmoscope/Otoscopes (ECRI) | Welch Allyn Inc (ECRI) | 901093 | Green Series 777 | Welch Allyn Inc (ECRI) | 18012 | Active | HQ
MPW3014 |  | Table, Examination/Treatment | Tables, Examination/Treatment (ECRI) | Midmark Corp (ECRI) | 204-001 | 204-001 | Midmark Corp (ECRI) | V1947352 | Active | HQ
MPW3015 |  | Scale, Floor | Scales, Floor (ECRI) | Pelstar (Health-O-Meter)(ECRI) | 500KL | 500KL | Pelstar (Health-O-Meter)(ECRI) | 5000099626 | Active | HQ
MPW3016 |  | Sphygmomanometer | Sphygmomanometers (ECRI) | Welch Allyn Inc (ECRI) | Tycos | Tycos | Welch Allyn Inc (ECRI) | 180112090135 | Active | HQ
MPW3017 |  | Thermometer, Electronic | Thermometers, Electronic (ECRI) | Welch Allyn Inc (ECRI) | 690 | SureTemp Plus | Welch Allyn Inc (ECRI) | 17279580 | Active | HQ
MPW3018 |  | Scale, Floor | Scales, Floor (ECRI) | Pelstar (Health-O-Meter)(ECRI) | 500KL | 500KL | Pelstar (Health-O-Meter)(ECRI) | 5000163750 | Active | HQ
MPW3019 |  | Table, Examination/Treatment | Tables, Examination/Treatment (ECRI) | Midmark Corp (ECRI) | 204-001 | 204-001 | Midmark Corp (ECRI) | V1828509 | Active | HQ
MPW3020 |  | Light, Examination | Lights, Examination (ECRI) | Welch Allyn Inc (ECRI) | GS 300 | GS 300 | Welch Allyn Inc (ECRI) | Not Available | Active | HQ
MPW3021 |  | Sphygmomanometer | Sphygmomanometers (ECRI) | Welch Allyn Inc (ECRI) | Tycos | Tycos | Welch Allyn Inc (ECRI) | 160531223165 | Active | HQ
MPW3022 |  | Ophthalmoscope/Otoscope | Ophthalmoscope/Otoscopes (ECRI) | Welch Allyn Inc (ECRI) | Not Available | Not Available | Welch Allyn Inc (ECRI) | Not Available | Active | HQ
MPW3023 |  | Ophthalmoscope/Otoscope | Ophthalmoscope/Otoscopes (ECRI) | Welch Allyn Inc (ECRI) | 901093 | Green Series 777 | Welch Allyn Inc (ECRI) | Not Available | Active | HQ
MPW3024 |  | Thermometer, Electronic | Thermometers, Electronic (ECRI) | Welch Allyn Inc (ECRI) | 690 | SureTemp Plus | Welch Allyn Inc (ECRI) | 16170007 | Active | HQ
MPW3025 |  | Light, Examination | Lights, Examination (ECRI) | Welch Allyn Inc (ECRI) | GS 300 | GS 300 | Welch Allyn Inc (ECRI) | Not Available | Active | HQ
MPW3026 |  | Scale, Floor | Scales, Floor (ECRI) | Pelstar (Health-O-Meter)(ECRI) | 500KL | 500KL | Pelstar (Health-O-Meter)(ECRI) | 5000164805 | Active | HQ
MPW3027 |  | Ophthalmoscope/Otoscope | Ophthalmoscope/Otoscopes (ECRI) | Welch Allyn Inc (ECRI) | 901093 | Green Series 777 | Welch Allyn Inc (ECRI) | Not Available | Active | HQ
MPW3028 |  | Thermometer, Electronic | Thermometers, Electronic (ECRI) | Welch Allyn Inc (ECRI) | 690 | SureTemp Plus | Welch Allyn Inc (ECRI) | 16170001 | Active | HQ
MPW3029 |  | Ophthalmoscope/Otoscope | Ophthalmoscope/Otoscopes (ECRI) | Welch Allyn Inc (ECRI) | Not Available | Not Available | Welch Allyn Inc (ECRI) | Not Available | Active | HQ
MPW3030 |  | Sphygmomanometer | Sphygmomanometers (ECRI) | Welch Allyn Inc (ECRI) | Tycos | Tycos | Welch Allyn Inc (ECRI) | 160531203205 | Active | HQ
MPW3052 |  | GS Integrated Wall System | Ophthalmoscope/Otoscopes (ECRI) | Welch Allyn Inc (ECRI) | 901093 | Green Series 777 | Welch Allyn Inc (ECRI) | 17278 | Active | HQ
MPW3053 |  | Thermometer, Electronic | Thermometers, Electronic (ECRI) | Welch Allyn Inc (ECRI) | 690 | SureTemp Plus | Welch Allyn Inc (ECRI) | 18035324 | Active | HQ
MPW3054 |  | Light, Examination | Lights, Examination (ECRI) | Welch Allyn Inc (ECRI) | GS 300 | GS 300 | Welch Allyn Inc (ECRI) | Not Available | Active | HQ
MPW3055 |  | Centrifuge, Tabletop | Centrifuges, Tabletop (ECRI) | Drucker Diagnostics (ECRI) | 642E Quest | Horizon 642E Quest | Drucker Diagnostics (ECRI) | 150613AI731 | Active | HQ
MPW3056 |  | Defibrillator, External, Auto | Defibrillators, External, Auto (ECRI) | ZOLL Medical Corp (ECRI) | AED Plus | AED Plus | ZOLL Medical Corp (ECRI) | X171955387 | Active | HQ
MPW3057 |  | Analyzer, POC, Whole Blood | Analyzers, Point-of-Care, Whole Blood (ECRI) | Abbott Laboratories Inc (ECRI) | Afinion 2 | Afinion 2 | Abbott Laboratories Inc (ECRI) | AF20041988 | Active | HQ
MPW3058 |  | Analyzer, Laboratory, Urine | Analyzers, Laboratory, Urine, Semiautomated (ECRI) | Siemens Healthcare (ECRI) | CLINITEK Status+ | CLINITEK Status+ | Siemens Healthcare (ECRI) | 331916 | Active | HQ
MPW3059 |  | Sphygmomanometer | Sphygmomanometers (ECRI) | Welch Allyn Inc (ECRI) | CE0297 | CE0297 | Welch Allyn Inc (ECRI) | 160531203515 | Active | HQ
MPW3060 |  | GS Integrated Wall System | Ophthalmoscope/Otoscope/Vital Signs Measuring Systems (ECRI) | Welch Allyn Inc (ECRI) | 767 Series | 767 Series | Welch Allyn Inc (ECRI) | Not Available | Active | HQ
MPW3061 |  | Thermometer, Electronic | Thermometers, Electronic (ECRI) | Welch Allyn Inc (ECRI) | 690 | SureTemp Plus | Welch Allyn Inc (ECRI) | 16170006 | Active | HQ
MPW3062 |  | GS Integrated Wall System | Ophthalmoscope/Otoscopes (ECRI) | Welch Allyn Inc (ECRI) | 901093 | Green Series 777 | Welch Allyn Inc (ECRI) | Not Available | Active | HQ
MPW3063 |  | Module, Electrocardiograph | Modules, Electrocardiographs (ECRI) | Welch Allyn Inc (ECRI) | WAM | EKG WAM | Welch Allyn Inc (ECRI) | 121140000054 | Active | HQ
MPW3101 |  | Sphygmomanometer, Electronic | Sphygmomanometers, Electronic, Automatic, Oscillometric (ECRI) | Omron Healthcare Inc (ECRI) | HEM-907XL | IntelliSense | Omron Healthcare Inc (ECRI) | 20240300481AF | Active | HQ
MPW3102 |  | Module, Electrocardiograph | Modules, Electrocardiographs (ECRI) | Welch Allyn Inc (ECRI) | AM12 | AM12 | Welch Allyn Inc (ECRI) | 124240000358 | Active | HQ
MPW3103 |  | Defibrillator, External, Auto | Defibrillators, External, Auto (ECRI) | Cardiac Science Corp (ECRI) | CardioVive AT | CardioVive AT | BURDICK CORP DIV SIEMENS CORP | 92530-0000012 | Active | HQ
MPW3104 |  | Electrocardiograph | Electrocardiographs, Multichannel (ECRI) | GE Healthcare (ECRI) | MAC 5000 | MAC 5000 | GE Healthcare (ECRI) | AAY05388765PA | Active | HQ
MPW3105 |  | Scale, Floor | Scales, Floor (ECRI) | Doran Scales Inc (ECRI) | DS7060 | HandRail Scale | Doran Scales Inc (ECRI) | DS205300087 | Active | HQ
MPW3106 |  | Defibrillator, External, Auto | Defibrillators, External, Auto (ECRI) | ZOLL Medical Corp (ECRI) | AED Plus | AED Plus | ZOLL Medical Corp (ECRI) | X17L984434 | Active | HQ
MPW3107 |  | Sphygmomanometer | Sphygmomanometers, Electronic, Automatic (ECRI) | Midmark Corp (ECRI) | IQvitals | IQvitals | Midmark Corp (ECRI) | IFD5780 | Active | HQ
MPW3108 |  | Module, Electrocardiograph | Modules, Electrocardiographs (ECRI) | Welch Allyn Inc (ECRI) | WAM | EKG WAM | Welch Allyn Inc (ECRI) | 119360000415 | Active | HQ
MPW3109 |  | Table, Examination/Treatment | Tables, Examination/Treatment (ECRI) | Midmark Corp (ECRI) | 204-001 | 204-001 | Midmark Corp (ECRI) | N/A | Active | HQ
MPW3110 |  | Table, Examination/Treatment | Tables, Examination/Treatment (ECRI) | Midmark Corp (ECRI) | 204-001 | 204-001 | Midmark Corp (ECRI) | V1493529 | Active | HQ
MPW3111 |  | Monitor, Blood Pressure | Monitors, Blood Pressure (ECRI) | Welch Allyn Inc (ECRI) | ProBP 3400 | ProBP 3400 | Welch Allyn Inc (ECRI) | 1000000290118 | Active | HQ
MPW3112 |  | EXAM LIGHT | LIGHT - EXAMINATION | OTI MEDICAL SRV | OTTLITE | OTTLITE |  | N/A | Active | HQ
MPW3113 |  | Warmer, Gel | Warmers, Gel (ECRI) | Parker Laboratories Inc (ECRI) | 82-01 | Thermasonic | Parker Laboratories Inc (ECRI) | 168505CB11 | Active | HQ
MPW3114 |  | Table, Examination/Treatment | Tables, Examination/Treatment (ECRI) | Midmark Corp (ECRI) | 204-001 | 204-001 | Midmark Corp (ECRI) | V1517724 | Active | HQ
MPW3115 | REMI | Scanning System, Ultrasound | Scanning Systems, Ultrasound (ECRI) | Philips Ultrasound Inc (ECRI) | CX50 | CX50 | Philips Ultrasound Inc (ECRI) | US61302124 | Retired | HQ
MPW3116 |  | Table, Examination/Treatment | Tables, Examination/Treatment (ECRI) | Midmark Corp (ECRI) | 204-001 | 204-001 | Midmark Corp (ECRI) | V1520945 | Active | HQ
MPW3117 |  | Table, Examination/Treatment | Tables, Examination/Treatment (ECRI) | Midmark Corp (ECRI) | 204-001 | 204-001 | Midmark Corp (ECRI) | V1520947 | Active | HQ
MPW3118 |  | Chair, Examination/Treatment | Chairs, Examination/Treatment (ECRI) | Midmark Corp (ECRI) | 224-002 | 224-002 | Midmark Corp (ECRI) | V2319380 | Active | HQ
MPW3119 |  | GS Integrated Wall System | Ophthalmoscope/Otoscopes (ECRI) | Welch Allyn Inc (ECRI) | 901093 | Green Series 777 | Welch Allyn Inc (ECRI) | N/A | Active | HQ
MPW3120 |  | Defibrillator, External, Auto | Defibrillators, External, Auto (ECRI) | ZOLL Medical Corp (ECRI) | AED Plus | AED Plus | ZOLL Medical Corp (ECRI) | X23L759709 | Active | HQ
MPW3121 |  | Hydrocollator | Moist Heat Therapy Pack Conditioners (ECRI) | Richmar (ECRI) | HT-TU-DLX | HydraTherm Deluxe | Richmar (ECRI) | TU24100005001472 | Active | HQ
MPW3122 |  | Nebulizer Compressor | Nebulizers (ECRI) | Henry Schein Inc (ECRI) | 112-7063 | 112-7063 | Henry Schein Inc (ECRI) | 240321001045 | Active | HQ
MPW3123 |  | Nebulizer | Nebulizers (ECRI) | PARI Respiratory (ECRI) | 310B0003 | Vios | PARI Respiratory (ECRI) | AD14G14869 | Active | HQ
MPW3124 |  | Defibrillator, External, Auto | Defibrillators, External, Auto (ECRI) | ZOLL Medical Corp (ECRI) | AED Plus | AED Plus | ZOLL Medical Corp (ECRI) | X19J214988 | Active | HQ
MPW3125 | HQTH029 | Defibrillator, External, Auto | Defibrillators, External, Auto (ECRI) | ZOLL Medical Corp (ECRI) | AED Plus | AED Plus | ZOLL Medical Corp (ECRI) | X07C108361 | Active | HQ
MPW3126 |  | Table, Examination/Treatment | Tables, Examination/Treatment (ECRI) | Midmark Corp (ECRI) | 223-016 | 223-016 | Midmark Corp (ECRI) | V538141 | Retired | HQ
MPW3127 |  | Dermatoscope | Dermatoscopes (ECRI) | Dermlite LLC | DL4 | Dermlite DL4 | Dermlite LLC | DL4K2199 | Active | HQ
MPW3128 |  | Ultrasonic Pocket Doppler | Detectors, Blood Flow, Ultrasonic (ECRI) | Edan Instruments Inc (ECRI) | SONOTRAX Lite | SONOTRAX Lite | Edan Instruments Inc (ECRI) | 560042-M24410890039 | Active | HQ
MPW3129 |  | Dynamometer, Hand Grip | Dynamometers, Hand Grip (ECRI) | ASP Global (ECRI) | JAMAR | JAMAR | ASP Global (ECRI) | 202401101265 | Active | HQ
MPW3130 |  | Scale, Patient, Floor | Scales, Floor (ECRI) | InBody Co Ltd (ECRI) | 120R | InBody120R | InBody Co Ltd (ECRI) | F724000048 | Active | HQ
MPW3131 |  | Vision/Eye Movement Analyzer | Analyzers, Physiologic, Visual Function, Eye Movement (ECRI) | FIM Medical (ECRI) | VT1 Master GT | VT1 Master GT | FIM Medical (ECRI) | US233126 | Active | HQ
MPW3132 |  | Disinfector, Ultrasound Probe | Disinfectors, Ultrasound Probes (ECRI) | Nanosonics (ECRI) | N05000-1 | trophon2 | Nanosonics (ECRI) | 143588-055 | Active | HQ
MPW3133 |  | Disinfector, Ultrasound Probe | Disinfectors, Ultrasound Probes (ECRI) | Nanosonics (ECRI) | N05000-1 | trophon2 | Nanosonics (ECRI) | 385047-007 | Active | HQ
MPW3134 |  | Sterilizing Unit, Tabletop | Sterilizing Units, Steam, Tabletop (ECRI) | Midmark Corp (ECRI) | M9-022 | M9 UltraClave | Midmark Corp (ECRI) | V1566587 | Active | HQ
MPW3135 |  | Sterilizing Unit, Tabletop | Sterilizing Units, Steam, Tabletop (ECRI) | Midmark Corp (ECRI) | M11 | M11 UltraClave | Midmark Corp (ECRI) | V713264 | Active | HQ
MPW3136 |  | Sterilizing Unit, Tabletop | Sterilizing Units, Steam, Tabletop (ECRI) | Midmark Corp (ECRI) | M11 | M11 UltraClave |  | ES006055 | Active | HQ
MPW3137 |  | Sterilizing Unit, Tabletop | Sterilizing Units, Steam, Tabletop (ECRI) | Midmark Corp (ECRI) | M11 | M11 UltraClave | Midmark Corp (ECRI) | V1679728 | Active | HQ
MPW3141 |  | Sterilizing Unit, Tabletop | Sterilizing Units, Steam, Tabletop (ECRI) | Midmark Corp (ECRI) | M11 | M11 UltraClave | Midmark Corp (ECRI) | V732006 | Active | HQ
MPW3142 |  | Electrocardiograph Unit | Electrocardiographs, Multichannel (ECRI) | Welch Allyn Inc (ECRI) | ELI 280 | ELI 280 | BURDICK CORP DIV SIEMENS CORP | 117460595825 | Active | HQ
MPW3143 |  | Module, Electrocardiograph | Modules, Electrocardiographs (ECRI) | Welch Allyn Inc (ECRI) | AM12 | AM12 | Welch Allyn Inc (ECRI) | 124020000277 | Active | HQ
MPW3144 |  | Electrocardiograph Unit | Electrocardiographs, Multichannel (ECRI) | Welch Allyn Inc (ECRI) | ELI 380 | ELI 380 | Welch Allyn Inc (ECRI) | 124250000653 | Active | HQ
MPW3145 | HQHOB005 CH | Monitor, Fetal | Monitors, Fetal (ECRI) | Cooper Surgical Inc (ECRI) | 902300 | Fetal2EMR | Cooper Surgical Inc (ECRI) | 330070-M14100780054 | Active | HQ
MPW3146 |  | Monitor, Blood Pressure | Monitors, Blood Pressure (ECRI) | Welch Allyn Inc (ECRI) | ProBP 3400 | ProBP 3400 | Welch Allyn Inc (ECRI) | 100014990824 | Active | HQ
MPW3147 |  | Table, Examination/Treatment | Tables, Examination/Treatment (ECRI) | Midmark Corp (ECRI) | 204-011 | 204-011 | Midmark Corp (ECRI) | V2152100 | Active | HQ
MPW3148 |  | Table, Examination/Treatment | Tables, Examination/Treatment (ECRI) | Midmark Corp (ECRI) | 204-011 | 204-011 | Midmark Corp (ECRI) | V2166434 | Active | HQ
MPW3149 |  | Table, Imaging, Ultrasound | Tables, Imaging, Ultrasound (ECRI) | Oakworks Inc (ECRI) | USG3 | USG3 | Oakworks Inc (ECRI) | USW790230 | Active | HQ
MPW3150 |  | Audiometer | Audiometers (ECRI) | MAICO Diagnostics (ECRI) | MA25 | MA25 | MAICO Diagnostics (ECRI) | MA9056819 | Active | HQ
MPW3151 |  | Defibrillator | Defibrillators (ECRI) | ZOLL Medical Corp (ECRI) | R Series ALS | R Series ALS | ZOLL Medical Corp (ECRI) | AF24L182410 | Active | HQ
MPW3152 |  | Module, Electrocardiograph | Modules, Electrocardiographs (ECRI) | Welch Allyn Inc (ECRI) | WAM | EKG WAM | Welch Allyn Inc (ECRI) | 119360000421 | Retired | HQ
MPW3153 |  | Scale, Floor | Scales, Floor (ECRI) | Detecto Scale Co (ECRI) | 500KL | 500KL | Pelstar (Health-O-Meter)(ECRI) | 5001122223887 | Active | HQ
MPW3154 |  | Electrocardiograph Unit | Electrocardiographs, Multichannel (ECRI) | Welch Allyn Inc (ECRI) | ELI 380 | ELI 380 | Welch Allyn Inc (ECRI) | 124250000672 | Active | HQ
MPW3155 |  | Scale, Floor | Scales, Floor (ECRI) | Seca NA (ECRI) | 769 | 769 | Seca NA (ECRI) | 5769142169300 | Active | HQ
MPW3156 |  | Scale, Floor | Scales, Floor (ECRI) | Seca NA (ECRI) | 769 | 769 | Seca NA (ECRI) | 5769158160649 | Active | HQ
MPW3157 |  | Scale, Floor | Scales, Floor (ECRI) | Detecto Scale Co (ECRI) | 500KL | 500KL | Pelstar (Health-O-Meter)(ECRI) | 5000023787 | Active | HQ
MPW3158 |  | Scale, Floor | Scales, Floor (ECRI) | Seca NA (ECRI) | 769 | 769 | Seca NA (ECRI) | 100000003090568 | Active | HQ
MPW3159 |  | Chair, Examination/Treatment | Chairs, Examination/Treatment (ECRI) | Midmark Corp (ECRI) | 224-002 | 224-002 | Midmark Corp (ECRI) | V2186220 | Active | HQ
MPW3160 |  | GS Integrated Wall System | Ophthalmoscope/Otoscopes (ECRI) | Welch Allyn Inc (ECRI) | 901093 | Green Series 777 | Welch Allyn Inc (ECRI) | N/A | Active | HQ
MPW3161 |  | Mechanic Pinch Gauge | Pinch Gauge | Fabrication Enterprises (ECRI) | 12-0200 | Baseline | Fabrication Enterprises (ECRI) | 1263240488 | Active | HQ
MPW3162 |  | Light, Examination | Lights, Examination (ECRI) | Welch Allyn Inc (ECRI) | 444XX | Green Series 300 | Welch Allyn Inc (ECRI) | 409447 | Active | HQ
MPW3163 |  | EEG SYSTEM | EEG MACHINE | Natus Medical Inc (ECRI) | 16862 | NEUROWORKS | Natus Medical Inc (ECRI) | CR8Z7B3 | Active | HQ
MPW3164 |  | Electrocardiograph, Portable | Electrocardiographs, Multichannel (ECRI) | Midmark Corp (ECRI) | IQecg | IQecg | Midmark Corp (ECRI) | 476974 | Active | HQ
MPW3165 |  | Defibrillator, External, Auto | Defibrillators, External, Auto (ECRI) | ZOLL Medical Corp (ECRI) | AED Plus | AED Plus | ZOLL Medical Corp (ECRI) | 00847946002152 | Active | HQ
MPW3166 |  | Defibrillator, External, Auto | Defibrillators, External, Auto (ECRI) | ZOLL Medical Corp (ECRI) | AED Plus | AED Plus | ZOLL Medical Corp (ECRI) | X24F824777 | Active | HQ
MPW3168 |  | Electrocardiograph Unit | Electrocardiographs, Multichannel (ECRI) | Welch Allyn Inc (ECRI) | ELI 280 | ELI 280 | BURDICK CORP DIV SIEMENS CORP | 114350227-188 | Active | HQ
MPW3169 |  | Module, Electrocardiograph | Modules, Electrocardiographs (ECRI) | Welch Allyn Inc (ECRI) | WAM | EKG WAM | Mortara Instrument Inc | 114310222897 | Active | HQ
MPW3170 |  | Electrocardiograph Unit | Electrocardiographs, Multichannel (ECRI) | Welch Allyn Inc (ECRI) | ELI 380 | ELI 380 | Welch Allyn Inc (ECRI) | 124250000671 | Active | HQ
MPW3171 |  | Stress Exercise, Cardiac | Stress Exercise, Cardiac (ECRI) | GE Healthcare (ECRI) | CASE V6.7 | CASE V6.7 | GE Healthcare (ECRI) | STA2203006SA | Active | HQ
MPW3172 |  | Module, Electrocardiograph | Modules, Electrocardiographs (ECRI) | Welch Allyn Inc (ECRI) | WAM | EKG WAM | Welch Allyn Inc (ECRI) | 121260001127 | Active | HQ
MPW3173 |  | Scale | Scales (ECRI) | Adam Equipment Inc (ECRI) | CPWplus 75 | CPWplus 75 | Adam Equipment Inc (ECRI) | AE630F236278 | Active | HQ
MPW3174 |  | Module, Electrocardiograph | Modules, Electrocardiographs (ECRI) | Welch Allyn Inc (ECRI) | WAM | EKG WAM | Welch Allyn Inc (ECRI) | 124310001117 | Active | HQ
MPW3175 |  | Centrifuge | Centrifuges, Tabletop (ECRI) | UNICO (ECRI) | C856 | PowerSpin LX | UNICO (ECRI) | LT2208896 | Active | HQ
MPW3176 |  | Refrigerator | Refrigerators (ECRI) | Hisense USA (ECRI) | RR44D6ASE | RR44D6ASE | Hisense USA (ECRI) | 1B0122Z0007JB85YJE10383 | Active | HQ
MPW3177 |  | Audiometer | Audiometers (ECRI) | MAICO Diagnostics (ECRI) | MA25 | MA25 | MAICO Diagnostics (ECRI) | MA9085987 | Active | HQ
MPW3178 |  | Scale, Floor | Scales, Floor (ECRI) | Pelstar (Health-O-Meter)(ECRI) | 500KL | 500KL | Pelstar (Health-O-Meter)(ECRI) | 5003224268952 | Active | HQ
MPW3179 |  | Chair, Examination/Treatment | Chairs, Examination/Treatment (ECRI) | Midmark Corp (ECRI) | 626-001 | 626-001 | Midmark Corp (ECRI) | V2772961 | Active | HQ
MPW3180 |  | Thermometer, Electronic | Thermometers, Electronic (ECRI) | Welch Allyn Inc (ECRI) | 690 | SureTemp Plus | Welch Allyn Inc (ECRI) | 24520114 | Active | HQ
MPW3181 |  | Chair, Examination/Treatment | Chairs, Examination/Treatment (ECRI) | Midmark Corp (ECRI) | 626-001 | 626-001 | Midmark Corp (ECRI) | V2772183 | Active | HQ
MPW3182 |  | Scale, Floor | Scales, Floor (ECRI) | Pelstar (Health-O-Meter)(ECRI) | 500KL | 500KL | Pelstar (Health-O-Meter)(ECRI) | 5003224268964 | Active | HQ
MPW3183 |  | Thermometer, Electronic | Thermometers, Electronic (ECRI) | Welch Allyn Inc (ECRI) | 690 | SureTemp Plus | Welch Allyn Inc (ECRI) | 24520098 | Active | HQ
MPW3184 |  | GS Integrated Wall System | Otoscopes (ECRI) | Hillrom Co Inc (ECRI) | 408282 | Green Series 777 | Hillrom Co Inc (ECRI) | Not Available | Active | HQ
MPW3185 |  | Thermometer, Electronic | Thermometers, Electronic (ECRI) | Welch Allyn Inc (ECRI) | 690 | SureTemp Plus | Welch Allyn Inc (ECRI) | 24520097 | Active | HQ
MPW3186 |  | Scale, Floor | Scales, Floor (ECRI) | Pelstar (Health-O-Meter)(ECRI) | 500KL | 500KL | Pelstar (Health-O-Meter)(ECRI) | 5003224268956 | Active | HQ
MPW3187 |  | GS Integrated Wall System | Otoscopes (ECRI) | Hillrom Co Inc (ECRI) | 408282 | Green Series 777 | Hillrom Co Inc (ECRI) | Not Available | Active | HQ
MPW3188 |  | GS Integrated Wall System | Otoscopes (ECRI) | Hillrom Co Inc (ECRI) | 408282 | Green Series 777 | Hillrom Co Inc (ECRI) | Not Available | Active | HQ
MPW3189 |  | Thermometer, Electronic | Thermometers, Electronic (ECRI) | Welch Allyn Inc (ECRI) | 690 | SureTemp Plus | Welch Allyn Inc (ECRI) | 24520059 | Active | HQ
MPW3190 |  | Scale, Floor | Scales, Floor (ECRI) | Pelstar (Health-O-Meter)(ECRI) | 500KL | 500KL | Pelstar (Health-O-Meter)(ECRI) | 5003224268955 | Active | HQ
MPW3192 |  | GS Integrated Wall System | Otoscopes (ECRI) | Hillrom Co Inc (ECRI) | 408282 | Green Series 777 | Hillrom Co Inc (ECRI) | Not Available | Active | HQ
MPW3193 |  | Thermometer, Electronic | Thermometers, Electronic (ECRI) | Welch Allyn Inc (ECRI) | 690 | SureTemp Plus | Welch Allyn Inc (ECRI) | 24520105 | Active | HQ
MPW3194 |  | Scale, Floor | Scales, Floor (ECRI) | Pelstar (Health-O-Meter)(ECRI) | 500KL | 500KL | Pelstar (Health-O-Meter)(ECRI) | 5003224268948 | Active | HQ
MPW3195 |  | Table, Examination/Treatment | Tables, Examination/Treatment (ECRI) | Midmark Corp (ECRI) | 204 | 204 | Midmark Corp (ECRI) | V1534407 | Active | HQ
MPW3196 |  | GS Integrated Wall System | Otoscopes (ECRI) | Hillrom Co Inc (ECRI) | 408282 | Green Series 777 | Hillrom Co Inc (ECRI) | Not Available | Active | HQ
MPW3197 |  | Chair, Examination/Treatment | Chairs, Examination/Treatment (ECRI) | Midmark Corp (ECRI) | 626-001 | 626-001 | Midmark Corp (ECRI) | V2772055 | Active | HQ
MPW3198 |  | GS Integrated Wall System | Otoscopes (ECRI) | Hillrom Co Inc (ECRI) | 408282 | Green Series 777 | Hillrom Co Inc (ECRI) | Not Available | Active | HQ
MPW3199 |  | Thermometer, Electronic | Thermometers, Electronic (ECRI) | Welch Allyn Inc (ECRI) | 690 | SureTemp Plus | Welch Allyn Inc (ECRI) | 24513995 | Active | HQ
MPW3200 |  | Scale, Floor | Scales, Floor (ECRI) | Pelstar (Health-O-Meter)(ECRI) | 500KL | 500KL | Pelstar (Health-O-Meter)(ECRI) | 5003224268453 | Active | HQ
MPW3201 |  | Scale, Floor | Scales, Floor (ECRI) | Pelstar (Health-O-Meter)(ECRI) | 500KL | 500KL | Pelstar (Health-O-Meter)(ECRI) | 5003224269042 | Active | HQ
MPW3202 |  | Chair, Examination/Treatment | Chairs, Examination/Treatment (ECRI) | Midmark Corp (ECRI) | 626-001 | 626-001 | Midmark Corp (ECRI) | V2772942 | Active | HQ
MPW3203 |  | Scale, Floor | Scales, Floor (ECRI) | Pelstar (Health-O-Meter)(ECRI) | 500KL | 500KL | Pelstar (Health-O-Meter)(ECRI) | 5003224268967 | Active | HQ
MPW3204 |  | GS Integrated Wall System | Otoscopes (ECRI) | Hillrom Co Inc (ECRI) | 408282 | Green Series 777 | Hillrom Co Inc (ECRI) | Not Available | Active | HQ
MPW3205 |  | Thermometer, Electronic | Thermometers, Electronic (ECRI) | Welch Allyn Inc (ECRI) | 690 | SureTemp Plus | Welch Allyn Inc (ECRI) | 24520041 | Active | HQ
MPW3208 |  | Sphygmomanometer | Sphygmomanometers (ECRI) | Hillrom Co Inc (ECRI) | CE0297 | CE0297 | Hillrom Co Inc (ECRI) | 250114121520 | Active | HQ
MPW3209 |  | Sphygmomanometer | Sphygmomanometers (ECRI) | Hillrom Co Inc (ECRI) | CE0297 | CE0297 | Hillrom Co Inc (ECRI) | 250114112540 | Active | HQ
MPW3210 |  | Sphygmomanometer | Sphygmomanometers (ECRI) | Hillrom Co Inc (ECRI) | CE0297 | CE0297 | Hillrom Co Inc (ECRI) | 250114120750 | Active | HQ
MPW3211 |  | Sphygmomanometer | Sphygmomanometers (ECRI) | Hillrom Co Inc (ECRI) | CE0297 | CE0297 | Hillrom Co Inc (ECRI) | 250114132350 | Active | HQ
MPW3212 |  | Sphygmomanometer | Sphygmomanometers (ECRI) | Hillrom Co Inc (ECRI) | CE0297 | CE0297 | Hillrom Co Inc (ECRI) | 250114105240 | Active | HQ
MPW3213 |  | Sphygmomanometer | Sphygmomanometers (ECRI) | Hillrom Co Inc (ECRI) | CE0297 | CE0297 | Hillrom Co Inc (ECRI) | 250114121230 | Active | HQ
MPW3214 |  | Sphygmomanometer | Sphygmomanometers (ECRI) | Hillrom Co Inc (ECRI) | CE0297 | CE0297 | Hillrom Co Inc (ECRI) | 250114123100 | Active | HQ
MPW3218 |  | Upright Freezer | Freezers (ECRI) | Absocold Corp (ECRI) | AFD502MW21R | AFD502MW21R | DJO Global Inc (ECRI) | 240600211 | Active | HQ
MPW3219 | HQCS006 CHA | Electrocardiograph, Portable | Electrocardiographs, Multichannel (ECRI) | Midmark Corp (ECRI) | IQecg | IQecg | Midmark Corp (ECRI) | 464718 | Active | HQ
MPW3223 |  | Reader, Biological Indicator | Readers, Biological Indicator (ECRI) | 3M Health Care (ECRI) | 490M | Attest Auto-Reader | 3M Health Care (ECRI) | 519831 | Active | HQ
MPW3224 |  | Monitor, Blood Pressure | Monitors, Blood Pressure (ECRI) | Welch Allyn Inc (ECRI) | ProBP 3400 | ProBP 3400 | Welch Allyn Inc (ECRI) | 100009924224 | Active | HQ
MPW3225 |  | Module, Electrocardiograph | Modules, Electrocardiographs (ECRI) | Welch Allyn Inc (ECRI) | AM12 | AM12 | Welch Allyn Inc (ECRI) | 120150001073 | Active | HQ
MPW3226 |  | Monitor, Vital Signs | Monitors, Vital Signs (ECRI) | Welch Allyn Inc (ECRI) | 75MT | Connex Spot Monitor | Welch Allyn Inc (ECRI) | 100022691322 | Active | HQ
MPW3227 |  | Scale, Floor | Scales, Floor (ECRI) | Doran Scales Inc (ECRI) | DS7060 | HandRail Scale | Doran Scales Inc (ECRI) | DS24420074 | Active | HQ
MPW3228 |  | Chair, Examination/Treatment | Chairs, Examination/Treatment (ECRI) | Midmark Corp (ECRI) | 626-001 | 626-001 | Midmark Corp (ECRI) | V2763193 | Active | HQ
MPW3229 | HQP035 | Audiometer | Audiometers (ECRI) | Welch Allyn Inc (ECRI) | 23301 | AudioScope 3 | Welch Allyn Inc (ECRI) | 0300609 | Active | HQ
MPW3230 |  | Scale, Floor | Scales, Floor (ECRI) | Seca NA (ECRI) | 769 | 769 | Seca NA (ECRI) | 10000001095418 | Active | HQ
MPW3231 |  | Chair, Examination/Treatment | Chairs, Examination/Treatment (ECRI) | Midmark Corp (ECRI) | 224-002 | 224-002 | Midmark Corp (ECRI) | V2585580 | Active | HQ
MPW3232 |  | Sphygmomanometer | Sphygmomanometers (ECRI) | Hillrom Co Inc (ECRI) | CE0297 | CE0297 | Hillrom Co Inc (ECRI) | 230403162740 | Active | HQ
MPW3233 |  | GS Integrated Wall System | Otoscopes (ECRI) | Hillrom Co Inc (ECRI) | 408282 | Green Series 777 | Hillrom Co Inc (ECRI) | N/A | Active | HQ
MPW3234 |  | Thermometer, Electronic | Thermometers, Electronic (ECRI) | Welch Allyn Inc (ECRI) | 690 | SureTemp Plus | Welch Allyn Inc (ECRI) | 23038567 | Active | HQ
MPW3235 |  | Doppler, Blood Flow | Detectors, Blood Flow, Ultrasonic (ECRI) | Cooper Surgical Inc (ECRI) | L250 | LifeDop L250 | Cooper Surgical Inc (ECRI) | 250214-125824 | Active | HQ
MPW3236 |  | Light, Examination | Lights, Examination (ECRI) | Midmark Corp (ECRI) | 250-002 | 250-002 | Midmark Corp (ECRI) | N/A | Active | HQ
MPW3237 |  | Light, Examination | Lights, Examination (ECRI) | Midmark Corp (ECRI) | 250-002 | 250-002 | Midmark Corp (ECRI) | N/A | Active | HQ
N0073 | N0073 | EXAM LIGHT | LIGHT - EXAMINATION | Luxo Corp | COLOR | COLOR | Luxo Corp | N/A | Retired | HQ
N0138 | N0138 | BED SCALE | SCALE - BED | Scale-Tronix Inc (ECRI) | 2001 | 2001 | Scale-Tronix Inc (ECRI) | 8392 | Retired | HQ
N0152 | N0152 | ASPIRATORS | PUMP - SUCTION | GOMCO SURGICAL | 400 | 400 | Allied Healthcare Inc (ECRI) | GI373 | Retired | HQ
N0278 | N0278 | ASPIRATORS | PUMP - SUCTION | GOMCO SURGICAL | 400 | 400 | Allied Healthcare Inc (ECRI) | F17887 | Retired | HQ
N0285-I | N0285-I | Microscope, Surgical | Microscopes, Operating/Surgical (ECRI) | Carl Zeiss Microscopy (ECRI) | OPMI 1 SH | OPMI 1 SH |  | 163267 | Retired | HQ
N0287 | N0287 | BED SCALE | SCALE - BED | Scale-Tronix Inc (ECRI) | 5005 | 5005 | Scale-Tronix Inc (ECRI) | 63092 | Retired | HQ
N0484 | N0484 | ASPIRATORS | PUMP - SUCTION | GOMCO SURGICAL | 400 | 400 | Allied Healthcare Inc (ECRI) | N1570 | Retired | HQ
N0488 | N0488 | BATH - WHIRLPOOL | Baths, Whirlpool (ECRI) | FERNO DIV FERNO-WASHINGTON INC | 500 | 500 | FERNO DIV FERNO-WASHINGTON INC | 191366D93 | Retired | HQ
N0967-I | N0967-I | STRESS TEST SYSTEM | STRESS TEST SYSTEM | Quintron Instrument Co (ECRI) | Q-STRESS | Q-STRESS | Quintron Instrument Co (ECRI) | 2153 | Retired | HQ
N0972 | N0972-I (22 | ELECTROMYOGRAPH | EMG MACHINE | CADWELL LABS | SIERRA II | SIERRA II | CADWELL LABS | 04055W002308 | Retired | HQ
N1158 | N1158 | EKG | EKG/ECG MACHINE | BURDICK CORP DIV SIEMENS CORP | EK10 | EK10 | BURDICK CORP DIV SIEMENS CORP | 51484 | Retired | HQ
N1162 | N1162 | CENTRIFUGE | Centrifuges, Tabletop (ECRI) | BECTON DICKINSON MICROBIOLOGY | 0225 | Compact II | BECTON DICKINSON MICROBIOLOGY | 256246 | Retired | HQ
N1271-I | N1271-I (22 | EKG | EKG/ECG MACHINE | BURDICK CORP DIV SIEMENS CORP | 3000 | ATRIA 3000 | BURDICK CORP DIV SIEMENS CORP | A3000-000014 | Retired | HQ
N2264 |  | TREADMILL, STRESS | STRESS TEST SYSTEM | MONTARA | TM55 | TM55 | MONTARA | 11040080968 | Retired | HQ
N2265 |  | VASCULAR DOPPLER | DOPPLER | Unetixs Vascular Inc (ECRI) | 11949-0000-01 | 11949-0000-01 | Unetixs Vascular Inc (ECRI) | MLS2L510 | Active | HQ
N2605 |  | OXYGEN CONCENTRATOR | CONCENTRATOR | AIRSEP CORP | INTENSITY | NEW LIFE | AIRSEP CORP | N0232536 | Retired | HQ
N2606 |  | OXYGEN CONCENTRATOR | CONCENTRATOR | AIRSEP CORP | INTENSITY | NEW LIFE | AIRSEP CORP | N0232504 | Retired | HQ
N2608 |  | Thermometer, Electronic | Thermometers, Electronic (ECRI) | Welch Allyn Inc (ECRI) | 690 | SureTemp Plus | Welch Allyn Inc (ECRI) | 16290792 | Active | HQ
N2609 |  | Thermometer, Electronic | Thermometers, Electronic (ECRI) | Welch Allyn Inc (ECRI) | 690 | SureTemp Plus | Welch Allyn Inc (ECRI) | 13022411 | Retired | HQ
N2610 |  | Thermometer, Electronic | Thermometers, Electronic (ECRI) | Welch Allyn Inc (ECRI) | 690 | SureTemp Plus | Welch Allyn Inc (ECRI) | 16292635 | Active | HQ
N2611 |  | Thermometer, Electronic | Thermometers, Electronic (ECRI) | Welch Allyn Inc (ECRI) | 690 | SureTemp Plus | Welch Allyn Inc (ECRI) | 16290939 | Active | HQ
N2612 |  | SUCTION, PORTABLE | PUMP - SUCTION | SCHUCO INC | S330A | SCHUCO-VAC ASPIRATOR | SCHUCO INC | SU1100737 | Retired | HQ
N2613 |  | PATIENT LIFT | LIFT - PATIENT | Liko Inc | SABINA II | SABINA II | Liko Inc | 465762 | Retired | HQ
N2614 |  | PATIENT LIFT | LIFT - PATIENT | EZ LIFT | 5400PN.03 | 5400PN.03 | EZ LIFT | 901527 | Retired | HQ
N2615 |  | COLD PACK CHILLING UNIT | HYDROCOLLATOR | CHATTANOOGA CORPORATION | 2402 | M-2 | CHATTANOOGA CORPORATION | T8092C | Retired | HQ
N2872 |  | ELECTROCARDIOGRAPH, INTERPRETI | EKG/ECG MACHINE | GE Healthcare (ECRI) | MAC 2000 | MAC 2000 | GE Healthcare (ECRI) | SMT17150285PA | Retired | HQ
N3009 |  | DOPPLER | DOPPLER | PARK MEDICAL SYS INC (CANADA) | 811b | 811b | PARK MEDICAL SYS INC (CANADA) | unkn | Retired | HQ
N3034 |  | MONITOR - VITAL SIGN | MONITOR - VITAL SIGN | Welch Allyn Inc (ECRI) | 420TB | SPOT VITAL | Welch Allyn Inc (ECRI) | 201904510 | Out Of Service | HQ
N3035 |  | MONITOR - VITAL SIGN | MONITOR - VITAL SIGN | Welch Allyn Inc (ECRI) | 420TB | SPOT VITAL | Welch Allyn Inc (ECRI) | 201904516 | Out Of Service | HQ
N3036 |  | Monitor, Vital Signs | Monitors, Vital Signs (ECRI) | Welch Allyn Inc (ECRI) | 42N0B | Spot Vital Signs | Welch Allyn Inc (ECRI) | 201904507 | Active | HQ
N3037 |  | MONITOR - VITAL SIGN | MONITOR - VITAL SIGN | Welch Allyn Inc (ECRI) | 420TB | SPOT VITAL | Welch Allyn Inc (ECRI) | 201904514 | Out Of Service | HQ
N3038 |  | Monitor, Vital Signs | Monitors, Vital Signs (ECRI) | Welch Allyn Inc (ECRI) | 42NTB | Spot Vital Signs | Welch Allyn Inc (ECRI) | 201904503 | Active | HQ
N3146 |  | OXYGEN CONCENTRATOR | CONCENTRATOR | DeVilbliss Healthcare (ECRI) | 1025DS | DRIVE | DeVilbliss Healthcare (ECRI) | A206240075DS | Retired | HQ
N3147 |  | OXYGEN CONCENTRATOR | CONCENTRATOR | DeVilbliss Healthcare (ECRI) | 1025DS | DRIVE | DeVilbliss Healthcare (ECRI) | A206250033DS | Retired | HQ
N3148 |  | OXYGEN CONCENTRATOR | CONCENTRATOR | DeVilbliss Healthcare (ECRI) | 1025DS | DRIVE | DeVilbliss Healthcare (ECRI) | A206250032DS | Retired | HQ
N3172 |  | SUCTION - PORTABLE | PUMP - THERMOTIC SUCTION | SCHUCO INC | 130 | 130 | SCHUCO INC | 1940000137 | Retired | HQ
ND0515 | ND0515 | ASPIRATORS | PUMP - SUCTION | GOMCO SURGICAL | 400 | 400 | Allied Healthcare Inc (ECRI) | 024400001946 | Retired | HQ
ND0923 | ND0923 | ASPIRATORS | PUMP - SUCTION | GOMCO SURGICAL | 400 | 400 | Allied Healthcare Inc (ECRI) | 0000180 | Retired | HQ
ND0958-I | ND0958-I (2 | HARMONIC SCALPEL | HARMONIC SCALPEL | Ethicon Endo-Surgery Inc(ECRI) | GEN300 | GEN300 | Ethicon Endo-Surgery Inc(ECRI) | GN4036451 | Retired | HQ
ND1100 | ND1100 | FORMA SPLINT | Baths, Water (ECRI) | Whitehall Mfg Div (ECRI) | SP-1502 | Forma Splint |  | 052161 | Retired | HQ
ND1169 | ND1169 | POWER BAR | EXERCISER - OTHER | MIDLAND MFG | 1412 | 1412 | MIDLAND MFG | 25080261 | Retired | HQ
ND1400-I | ND1400-I (2 | MODULE, CONTROL EEG/PSG | Modules, Electroencephalography (ECRI) | Compumedics USA (ECRI) | E-SERIES | E-SERIES | Compumedics USA (ECRI) | 4633 | Retired | HQ
ND1401-I | ND1401-I | MODULE, CONTROL EEG/PSG | Modules, Electroencephalography (ECRI) | Compumedics USA (ECRI) | E-SERIES | E-SERIES | Compumedics USA (ECRI) | 4632 | Retired | HQ
ND1513-I | ND1513-I (2 | PARAFFIN BATH | Baths, Water (ECRI) | Arjo Inc (ECRI) | CENTURY | CENTURY | Arjo Inc (ECRI) | US.8933541608 | Retired | HQ
ND1514-I | REMI | PATIENT LIFT | LIFT - PATIENT | Arjo Inc (ECRI) | SARITA | SARITA | Arjo Inc (ECRI) | GB069778018900 | Retired | HQ
ND1515-I | ND1515-I | PATIENT LIFT | LIFT - PATIENT | Arjo Inc (ECRI) | SARITA | SARITA | Arjo Inc (ECRI) | GB0697780189015 | Retired | HQ
ND1516-I | REMI | PATIENT LIFT | LIFT - PATIENT | Arjo Inc (ECRI) | SARITA | SARITA | Arjo Inc (ECRI) | GB1299821017005 | Retired | HQ
NM001414 | 404225110 | Table, Examination/Treatment | Tables, Examination/Treatment (ECRI) | Midmark Corp (ECRI) | 222-016 | 222-016 | Midmark Corp (ECRI) | V1382393 | Retired | HQ
NX018-I | NX018-I (23 | CONTRAST MEDIA INJECTOR | Injectors, Contrast, CT (ECRI) | LIEBEL-FLARSHEIM COMPANY | ANGIOMAT CT | ANGIOMAT CT | LIEBEL-FLARSHEIM COMPANY | CI0304B019 | Retired | HQ
P1269-I | T&M-NO REMI | ANESTHESIA UNIT | Anesthesia Units (ECRI) | GE Healthcare (ECRI) | 7100 | AESPIRE | GE Datex-Ohmeda Inc (ECRI) | AMXG00416 | Retired | HQ
P1361 | P1361 | FLUIDOTHERAPY UNIT | HEAT THERAPY - DRY | CHATTANOOGA CORPORATION | 115D | 115D | HENLEY HEALTHCARE | 2-00283 | Active | HQ
P1444-I | P1444-I (22 | DIALYSIS | DIALYSIS MACHINE | Gambro Healthcare (ECRI) | PHOENIX | PHOENIX | Gambro Healthcare (ECRI) | PH7757 | Retired | HQ
P1445-I | P1445-I (22 | DIALYSIS | DIALYSIS MACHINE | Gambro Healthcare (ECRI) | PHOENIX | PHOENIX | Gambro Healthcare (ECRI) | PH7747 | Retired | HQ
P1487 | P1487 | TABLE | TABLE - SPINAL | DYNATRONICS | F500 | F500 | DYNATRONICS | 001184 | Active | HQ
P1594 | P1594 | MONITOR, VIDEO | MONITOR - DISPLAY | Toshiba America Inc (ECRI) | MV13P2 | MV13P2 | Toshiba America Inc (ECRI) | 10455524B | Retired | HQ
P1978 | P1978 | SIMULATOR,GENERAL CATAGORY | TESTER - SIMULATOR | BTE Technologies LLC (ECRI) | SIM II 05 | SIM II 05 | BTE Technologies LLC (ECRI) | S91WG35A | Retired | HQ
P2098-I | P2098-I (22 | VISION - PHACOEMULSIFIER | VISION SYSTEM - PHACOEMULSIFIER | Alcon Laboratories Inc (ECRI) | INFINITI | INFINITI | Alcon Laboratories Inc (ECRI) | 0501418901X | Retired | HQ
P2317-I | P2317-I (23 | MAMMOTOME | MAMMOGRAPHY - BIOPSY SYSTEM | Ethicon Endo-Surgery Inc(ECRI) | SCM12 | SCM12 | Ethicon Endo-Surgery Inc(ECRI) | 1203575 | Retired | HQ
P2330-I |  | GAS ANALYZER | MODULE - GAS MONITOR | Siemens Healthcare (ECRI) | 405 | RAPIDPOINT | Siemens Healthcare (ECRI) | 03631 | Retired | HQ
P2417 | P2417 | STIMULATOR | STIMULATOR - MUSCLE | EMPI | 300PV | 300PV | EMPI | 8443273 | Retired | HQ
P2552 | P2552 | STIMULATOR | STIMULATOR - MUSCLE | DYNATRONICS | D950T | D950T | DYNATRONICS | 964749 | Active | HQ
P2749 | JEFFERSON V | DEFIBRILLATOR - AED | Defibrillators, External, Auto (ECRI) | ZOLL Medical Corp (ECRI) | AED | AED | ZOLL Medical Corp (ECRI) | X09I424197 | Active | HQ
P2911 |  | GEL WARMER | WARMER - GEL | Parker Laboratories Inc (ECRI) | 83-03 | THERMASONIC | Civco/PCI Medical (ECRI) | 010504BE11 | Active | HQ
P2949 |  | Exerciser, Treadmill | Exercisers, Treadmills (ECRI) | Landice Inc (ECRI) | L7 | L7 | Landice Inc (ECRI) | L7-105892 | Active | HQ
P2950 |  | BICYCLE | Exercisers, Bicycle (ECRI) | SCIFIT (ECRI) | ISO1000 | ISO1000 | SCIFIT (ECRI) | 423-000-158 | Active | HQ
P2951 | JEFFERSON V | STIMULATOR | STIMULATOR - MUSCLE | DYNATRONICS | D950 | D950 | GE Healthcare (ECRI) | B91501014 | Retired | HQ
P3802 |  | TABLE - EXAM/TREATMENT | TABLE - EXAM/TREATMENT | DYNATRONICS | HLT3 | HLT3TL | DYNATRONICS | 1185 | Active | HQ
P3803 |  | TABLE - EXAM/TREATMENT | TABLE - EXAM/TREATMENT | DYNATRONICS | HLT3 | HLT3TL | DYNATRONICS | 1184 | Active | HQ
P3804 | HQKCT003 | GEL WARMER | WARMER - GEL | Whitehall Mfg Div (ECRI) | EBW2 | EBW2 | Whitehall Mfg Div (ECRI) | 19075 | Active | HQ
P3805 | HQKCT003 | GEL WARMER | WARMER - GEL | Whitehall Mfg Div (ECRI) | EBW2 | EBW2 | Whitehall Mfg Div (ECRI) | 19495 | Active | HQ
P3806 | HQKCT003 | GEL WARMER | WARMER - GEL | Whitehall Mfg Div (ECRI) | EBW2 | EBW2 | Whitehall Mfg Div (ECRI) | 93624 | Active | HQ
P3814 |  | PARAFFIN BATH | Baths, Paraffin, Physical Therapy (ECRI) | DICKSON | PARABATH | PARABATH | DICKSON | NSN | Retired | HQ
P3815 |  | TENS UNIT | STIMULATOR - NERVE | EMSI INC. | FLEXTENS | FLEXTENS | EMPI | T03140829 | Active | HQ
P3816 |  | HEAT GUN | Heating Units (ECRI) | Edwards Lifesciences (ECRI) | VT-1100 | VT-1100 | Edwards Lifesciences (ECRI) | E113086 | Active | HQ
P3985 |  | Mobile Heating Unit | Moist Heat Therapy Pack Conditioners (ECRI) | DJO Global Inc (ECRI) | 2402 | M-2 Hydrocollator | CHATTANOOGA CORPORATION | T16121C | Active | HQ
P3986 |  | Mobile Heating Unit | Moist Heat Therapy Pack Conditioners (ECRI) | DJO Global Inc (ECRI) | 2402 | M-2 Hydrocollator | CHATTANOOGA CORPORATION | T16127C | Active | HQ
P4014 |  | MONITOR, EMG | EMG MACHINE | Natus Medical Inc (ECRI) | 1002 | NEUROMAX | Natus Medical Inc (ECRI) | 104340356B | Retired | HQ
P4240 |  | BICYCLE | Exercisers, Bicycle (ECRI) | SCIFIT (ECRI) | ISO7000 | ISO7000 | SCIFIT (ECRI) | 473-000775 | Active | HQ
PX070-I | PX070-I (22 | Printer | Printers, Video (ECRI) | Agfa HealthCare (ECRI) | 5500 | DRYSTAR 5500 | Agfa HealthCare (ECRI) | 2979 | Retired | HQ
RENTAL1 |  | Infusion Pump, Enteral Feeding | Infusion Pumps, Enteral Feeding (ECRI) | Covidien Inc (ECRI) | Kangaroo ePUMP | Kangaroo ePUMP | Covidien Inc (ECRI) | C1351748 | Retired | HQ
RENTAL10 |  | Infusion Pump, Enteral Feeding | Infusion Pumps, Enteral Feeding (ECRI) | Covidien Inc (ECRI) | Kangaroo ePUMP | Kangaroo ePUMP | Covidien Inc (ECRI) | C1900689 | Retired | HQ
RENTAL2 |  | Infusion Pump, Enteral Feeding | Infusion Pumps, Enteral Feeding (ECRI) | Covidien Inc (ECRI) | Kangaroo ePUMP | Kangaroo ePUMP | Covidien Inc (ECRI) | C14110600 | Retired | HQ
RENTAL3 |  | Infusion Pump, Enteral Feeding | Infusion Pumps, Enteral Feeding (ECRI) | Covidien Inc (ECRI) | Kangaroo ePUMP | Kangaroo ePUMP | Covidien Inc (ECRI) | C15136067 | Out Of Service | HQ
RENTAL4 |  | Infusion Pump, Enteral Feeding | Infusion Pumps, Enteral Feeding (ECRI) | Covidien Inc (ECRI) | Kangaroo ePUMP | Kangaroo ePUMP | Covidien Inc (ECRI) | C14110626 | Retired | HQ
RENTAL5 |  | Infusion Pump, Enteral Feeding | Infusion Pumps, Enteral Feeding (ECRI) | Covidien Inc (ECRI) | Kangaroo ePUMP | Kangaroo ePUMP | Covidien Inc (ECRI) | C0617524 | Retired | HQ
RENTAL6 |  | Infusion Pump, Enteral Feeding | Infusion Pumps, Enteral Feeding (ECRI) | Covidien Inc (ECRI) | Kangaroo ePUMP | Kangaroo ePUMP | Covidien Inc (ECRI) | C16149253 | Retired | HQ
RENTAL7 |  | Infusion Pump, Enteral Feeding | Infusion Pumps, Enteral Feeding (ECRI) | Covidien Inc (ECRI) | Kangaroo ePUMP | Kangaroo ePUMP | Covidien Inc (ECRI) | C13048482 | Retired | HQ
RENTAL8 |  | Infusion Pump, Enteral Feeding | Infusion Pumps, Enteral Feeding (ECRI) | Covidien Inc (ECRI) | Kangaroo ePUMP | Kangaroo ePUMP | Covidien Inc (ECRI) | C15136933 | Out Of Service | HQ
RENTAL9 |  | Infusion Pump, Enteral Feeding | Infusion Pumps, Enteral Feeding (ECRI) | Covidien Inc (ECRI) | Kangaroo ePUMP | Kangaroo ePUMP | Covidien Inc (ECRI) | C15136505 | Out Of Service | HQ
S1515 |  | Defibrillator, External, Auto | Defibrillators, External, Auto (ECRI) | ZOLL Medical Corp (ECRI) | AED Plus | AED Plus | ZOLL Medical Corp (ECRI) | X18A992989 | Retired | HQ
V0075-I | V0075-I (22 | DIALYSIS | DIALYSIS MACHINE | FUJIMON INC MEDICAL DIVISION | PRISMA | PRISMA | Gambro Healthcare (ECRI) | 962408 | Retired | HQ
V0078-I | V0078-I (22 | DIALYSIS | DIALYSIS MACHINE | FUJIMON INC MEDICAL DIVISION | PRISMA | PRISMA | Gambro Healthcare (ECRI) | 962400 | Retired | HQ
V0473 | V0473 | Light, Examination | Lights, Examination (ECRI) | Welch Allyn Inc (ECRI) | 48740 | Exam Light III | Welch Allyn Inc (ECRI) | N/A | Active | HQ
V0474 | V0474 | Light, Examination | Lights, Examination (ECRI) | Welch Allyn Inc (ECRI) | 48740 | Exam Light III | Welch Allyn Inc (ECRI) | N/A | Active | HQ
V10299 |  | Sphygmomanometer, Electronic | Sphygmomanometers, Electronic, Automatic, Oscillometric (ECRI) | Omron Healthcare Inc (ECRI) | HEM-907XL | IntelliSense | Omron Healthcare Inc (ECRI) | 0Y00042A | Retired | HQ
V10642 |  | Transmitter/Receiver | Transmitter/Receiver Systems, Physiologic Monitor (ECRI) | Philips Healthcare (ECRI) | M4841A | IntelliVue TRx+ | Philips Healthcare (ECRI) | US73724885 | Retired | HQ
V10695 |  | Transmitter/Receiver | Transmitter/Receiver Systems, Physiologic Monitor (ECRI) | Philips Healthcare (ECRI) | M4841A | IntelliVue TRx+ | Philips Healthcare (ECRI) | US83231899 | Retired | HQ
V11444 |  | Anesthesia Unit | Anesthesia Units (ECRI) | Draeger Inc (ECRI) | FABIUS GS | Fabius GS | Draeger Inc (ECRI) | ASML0166 | Retired | HQ
V11913 |  | Warming Unit, Patient | Warming Units, Patient, Forced-Air (ECRI) | 3M Health Care (ECRI) | 775 | Bair Hugger 775 | 3M Health Care (ECRI) | 160309 | Retired | HQ
V13619 |  | Regulator, Suction | Regulators, Suction (ECRI) | Amico Corp (ECRI) | SSA-CI | SSA-CI | Amico Corp (ECRI) | 40100012596 | Active | HQ
V14123 |  | Regulator, Suction | Regulators, Suction (ECRI) | Amico Corp (ECRI) | SSA-CI | SSA-CI | Amico Corp (ECRI) | 40100012615 | Active | HQ
V1425 | V1425 | ULTRASONIC THERAPY UNIT | Ultrasound Therapy Systems, Physical Therapy (ECRI) | Richmar (ECRI) | 7.7 | 7.7 | Richmar (ECRI) | 87874895SP | Retired | HQ
V2339 | V2339 | ULTRASONIC THERAPY UNIT | Ultrasound Therapy Systems, Physical Therapy (ECRI) | Richmar (ECRI) | 7.7 | 7.7 | Richmar (ECRI) | 0118936275SP | Retired | HQ
V2955-I | V2955-I | ULTRASONIC GENERATOR | ELECTROSURGICAL GENERATOR | JEDMED Instrument Co (ECRI) | 300 | 300 | JOHNSON & JOHNSON | GN4035644 | Retired | HQ
V2990-I | 3043377 | MAGELLAN | Ventilators (ECRI) | MEDICAL SUPPORT PRODUCTS INC | MAG 100 | MAG 100 | Medtronic Inc (ECRI) | MAG1000465 | Retired | HQ
V3412-I | V3412-I | HARMONIC SCALPEL | HARMONIC SCALPEL | Ethicon Endo-Surgery Inc(ECRI) | GEN04 | GEN04 | Ethicon Endo-Surgery Inc(ECRI) |  | Retired | HQ
V3413-I | V3413-I | HARMONIC SCALPEL | HARMONIC SCALPEL | Ethicon Endo-Surgery Inc(ECRI) | GEN04 | GEN04 | Ethicon Endo-Surgery Inc(ECRI) | GN4064039 | Retired | HQ
V3786 | V3786 | BLOOD PRESSURE MONITOR | MONITOR - VITAL SIGN | DATASCOPE CORPORATION | ACCUTORR 2 | ACCUTORR 2 | DATASCOPE CORPORATION | A7100567H7 | Retired | HQ
V4058-I | V4058-I | HARMONIC SCALPEL | HARMONIC SCALPEL | Ethicon Endo-Surgery Inc(ECRI) | GEN300 | GEN300 | Ethicon Endo-Surgery Inc(ECRI) | GN40827255 | Retired | HQ
V4384 | V4384 | Table, Examination/Treatment | Tables, Examination/Treatment (ECRI) | Midmark Corp (ECRI) | 404 | 404 | Midmark Corp (ECRI) | V731268 | Active | HQ
V4385 | V4385 | Table, Examination/Treatment | Tables, Examination/Treatment (ECRI) | Midmark Corp (ECRI) | 404 | 404 | Midmark Corp (ECRI) | AX074327 | Active | HQ
V4386 | V4386 | Table, Examination/Treatment | Tables, Examination/Treatment (ECRI) | Midmark Corp (ECRI) | 404 | 404 | Midmark Corp (ECRI) | AX074328 | Active | HQ
V4413-I | V4413-I | GENERATOR | ELECTROSURGICAL GENERATOR | JEDMED Instrument Co (ECRI) | RF 60 | RF 60 | JOHNSON & JOHNSON | R04236 | Retired | HQ
V5561 |  | VITAL SIGN MONITOR | MONITOR - VITAL SIGN | Welch Allyn Inc (ECRI) | VSM 6000 | Connex | Welch Allyn Inc (ECRI) | 1000467447 | Active | HQ
V5746 |  | PRESSURE MONITOR (TONGUE) | MONITOR - TONGUE PRESSURE | IOPI Medical LLC (ECRI) | 2.2 | 2.2 | IOPI Medical LLC (ECRI) | 220302 | Retired | HQ
V5933 | JUST ADDED | REFRIGERATOR | Refrigerators (ECRI) | JEWETT | T-100-1 | T-100-1 | JEWETT | 45719-389 | Retired | HQ
V5935 | JUST ADDED | CENTRIFUGE | Centrifuges, Tabletop (ECRI) | ORTHO CLINICAL DIAGNOSTICS | 5150-60 | 5150-60 | ORTHO CLINICAL DIAGNOSTICS | 05035260 | Retired | HQ
V5940 | JUST ADDED | INCUBATOR | INCUBATOR - MICROBIOLOGY | CLAY ADAMS | 5380 | 5380 | CLAY ADAMS | 148081 | Retired | HQ
V5942 | JUST ADDED | CENTRIFUGE | Centrifuges, Tabletop (ECRI) | HETTICH | EBA 21 | EBA 21 | HELMER LABS | 0000289-01-00 | Retired | HQ
V5943 | JUST ADDED | CENTRIFUGE | Centrifuges, Tabletop (ECRI) | ORTHO CLINICAL DIAGNOSTICS | 5150-60 | 5150-60 | ORTHO CLINICAL DIAGNOSTICS | 9609426 | Retired | HQ
V5944 | JUST ADDED | INCUBATOR | INCUBATOR - MICROBIOLOGY | ORTHO CLINICAL DIAGNOSTICS | DG-225 | DG-225 | ORTHO CLINICAL DIAGNOSTICS | 22554966 | Retired | HQ
V5947 | JUST ADDED | Centrifuge, Cell Washing | Centrifuges, Cell Washing (ECRI) | Helmer Scientific (ECRI) | Ultra CW | Ultra CW | HELMER LABS | 0000833 | Retired | HQ
V5950 | JUST ADDED | INCUBATOR | INCUBATOR - MICROBIOLOGY | ORTHO CLINICAL DIAGNOSTICS | DG-225 | DG-225 | ORTHO CLINICAL DIAGNOSTICS | 225561142 | Retired | HQ
V5951 | JUST ADDED | CENTRIFUGE | Centrifuges, Tabletop (ECRI) | ORTHO CLINICAL DIAGNOSTICS | 5150-60 | 5150-60 | ORTHO CLINICAL DIAGNOSTICS | 9603198 | Retired | HQ
V5952 | JUST ADDED | INCUBATOR, PLATELET | INCUBATOR - MICROBIOLOGY | Helmer Scientific (ECRI) | 22 | 22 | HELMER LABS | 968732 | Retired | HQ
V5958 | JUST ADDED | CENTRIFUGE | Centrifuges, Tabletop (ECRI) | HETTICH | EBA 20S | EBA 20S | HETTICH | 0001632-03 | Retired | HQ
V5959 | JUST ADDED | THAWER, PLASMA | MIXER - PLATELET | Helmer Scientific (ECRI) | PF48i | PF48i | HELMER LABS | 968720 | Retired | HQ
V5963 | JUST ADDED | CENTRIFUGE | Centrifuges, Tabletop (ECRI) | HETTICH | 460R | ROTANTA 460R | HETTICH | 0000211-0401 | Retired | HQ
V5990 |  | BLOOD ANALYZER | Analyzers, Laboratory, Blood (ECRI) | BECKMAN INSTRUMENTS INC. | DxH 600 | UniCel | BECKMAN INSTRUMENTS INC. | AW16123 | Retired | HQ
V6248 |  | Centrifuge, Tabletop | Centrifuges, Tabletop (ECRI) | Drucker Diagnostics (ECRI) | 642E Quest | Horizon 642E Quest | Drucker Diagnostics (ECRI) | 150613AI715 | Retired | HQ
V8267 |  | MICROSCOPE | Microscopes, Laboratory (ECRI) | Nikon Instruments Inc (ECRI) | ECLIPSE 80i | ECLIPSE 80i | Precision Scientific Co (ECRI) | 754695 | Retired | HQ
V9586 |  | Thermometer, Electronic | Thermometers, Electronic (ECRI) | Welch Allyn Inc (ECRI) | 690 | SureTemp Plus | Welch Allyn Inc (ECRI) | 11460131 | Active | HQ
V9587 |  | Thermometer, Electronic | Thermometers, Electronic (ECRI) | Welch Allyn Inc (ECRI) | 690 | SureTemp Plus | Welch Allyn Inc (ECRI) | 9026447 | Active | HQ
V9589 |  | Light, Examination | Lights, Examination (ECRI) | Brewer Co (ECRI) | 18100 | 18100 | Brewer Co (ECRI) | BH0061740 | Active | HQ
V9590 |  | Light, Examination | Lights, Examination (ECRI) | Brewer Co (ECRI) | 18100 | 18100 | Brewer Co (ECRI) | BH0061739 | Retired | HQ
V9591 |  | ELECTROSURGICAL UNIT | ELECTROSURGICAL GENERATOR | CONMED Corp (ECRI) | BC200 | BiCap | CONMED Corp (ECRI) | 12HGJ546 | Active | HQ
V9595 |  | HEADLIGHT, ANOSCOPE | Headlights (ECRI) | Cuda Surgical (ECRI) | 36019 | 36019 | Welch Allyn Inc (ECRI) | N/A | Active | HQ
V9596 |  | HEADLIGHT, ANOSCOPE | Headlights (ECRI) | Cuda Surgical (ECRI) | 36019 | 36019 | Welch Allyn Inc (ECRI) | N/A | Active | HQ
V9598 |  | HEADLIGHT, ANOSCOPE | Headlights (ECRI) | Cuda Surgical (ECRI) | 36019 | 36019 | Welch Allyn Inc (ECRI) | N/A | Active | HQ
V9599 |  | HEADLIGHT | Headlights (ECRI) | Welch Allyn Inc (ECRI) | 49540 | 49540 | Welch Allyn Inc (ECRI) | 113007 | Active | HQ
V9601 |  | Thermometer, Electronic | Thermometers, Electronic (ECRI) | Welch Allyn Inc (ECRI) | 690 | SureTemp Plus | Welch Allyn Inc (ECRI) | 15203025 | Active | HQ
V9602 |  | Table, Examination/Treatment | Tables, Examination/Treatment (ECRI) | Midmark Corp (ECRI) | 204 | 204 | Midmark Corp (ECRI) | V1646189 | Active | HQ
V9653 |  | PATIENT SCALE | SCALE - PATIENT - ELECTRONIC | Pelstar (Health-O-Meter)(ECRI) | 599KL | 599KL | Pelstar (Health-O-Meter)(ECRI) | 5000082663 | Retired | HQ
V9655 |  | GEL WARMER | WARMER - GEL | Parker Laboratories Inc (ECRI) | 82-04 | THERMASONIC | THERMASONIC | 14102 | Active | HQ
V9658 |  | Centrifuge, Tabletop | Centrifuges, Tabletop (ECRI) | Drucker Diagnostics (ECRI) | 642E Quest | Horizon 642E Quest | Drucker Diagnostics (ECRI) | 480907-245 | Retired | HQ
V9659 |  | Centrifuge, Tabletop | Centrifuges, Tabletop (ECRI) | Drucker Diagnostics (ECRI) | 642E Quest | Horizon 642E Quest | Drucker Diagnostics (ECRI) | 520908-1608 | Retired | HQ
V9661 |  | Analyzer, Chemistry | Analyzers, Laboratory, Chemistry (ECRI) | Abbott Laboratories Inc (ECRI) | c4000 | ARCHITECT c4000 | Abbott Laboratories Inc (ECRI) | C400970 | Active | HQ
V9662 |  | IMMUNOASSAY ANALYZER | Analyzers, Laboratory, Chemistry (ECRI) | Abbott Laboratories Inc (ECRI) | i1000SR | i1000SR | Abbott Laboratories Inc (ECRI) | iLSR52348 | Active | HQ
V9663 |  | PATIENT SCALE | SCALE - PATIENT - ELECTRONIC | DETECTO SCALE COMPANY | 6027-29 | 6027-29 | DETECTO SCALE COMPANY | 8805-25 | Retired | HQ
V9664 |  | Scale, Floor | Scales, Floor (ECRI) | Pelstar (Health-O-Meter)(ECRI) | 499KL | 499KL | Pelstar (Health-O-Meter)(ECRI) | 4990007253 | Retired | HQ
V9665 |  | SCALE | SCALE | Seca NA (ECRI) | BMI | BMI | Seca NA (ECRI) | N/A | Retired | HQ
V9666 |  | PATIENT SCALE | SCALE - PATIENT - ELECTRONIC | Pelstar (Health-O-Meter)(ECRI) | 599KL | 599KL | Pelstar (Health-O-Meter)(ECRI) | 599T000566 | Retired | HQ
V9668 |  | INCUBATOR | INCUBATOR - MICROBIOLOGY | Boekel Scientific Inc (ECRI) | 133001 | 133001 | Boekel Scientific Inc (ECRI) | 63604136 | Retired | HQ
V9670 |  | PUMP - INFUSION SYRINGE | PUMP - INFUSION | BRAUN MEDICAL | VISTA | VISTA | BRAUN MEDICAL | 105400 | Retired | HQ
V9672 |  | OXIMETER | Oximeters, Pulse (ECRI) | Mindray North America (ECRI) | PM50 | PM50 | DATASCOPE CORPORATION | AY89114208 | Active | HQ
V9674 |  | Electrocardiograph | Electrocardiographs, Multichannel (ECRI) | Welch Allyn Inc (ECRI) | CP 150 | CP 150 | Welch Allyn Inc (ECRI) | N/A | Active | HQ
V9697 |  | HEADLIGHT, ANOSCOPE | Headlights (ECRI) | Cuda Surgical (ECRI) | 36019 | 36019 | Welch Allyn Inc (ECRI) | N/A | Active | HQ
VB00796 | HQPOB030 | Lights, Examination | Lights, Examination (ECRI) | Welch Allyn Inc (ECRI) | 44200 | LS200 | Welch Allyn Inc (ECRI) | Not Available | Active | HQ
VB00938 |  | Monitor, Blood Pressure | Monitors, Blood Pressure (ECRI) | Welch Allyn Inc (ECRI) | ProBP 3400 | ProBP 3400 | Welch Allyn Inc (ECRI) | 100049172422 | Active | HQ
VB01002 | HQFOB013 | Light, Examination | Lights, Examination (ECRI) | Brewer Co (ECRI) | 16100 | 16100 | Brewer Co (ECRI) | BH0038344 | Active | HQ
VB08265 |  | MAT TABLE | TABLE - EXAM/TREATMENT | Performa Health Supply | 81270420 | MAT PLATFORM | Performa Health Supply | 61921 | Active | HQ
VB09306 |  | Defibrillator | Defibrillators (ECRI) | ZOLL Medical Corp (ECRI) | R Series Plus | R Series Plus | ZOLL Medical Corp (ECRI) | AF21G139503 | Active | HQ
VB10910 |  | CENTRIFUGE | Centrifuges, Tabletop (ECRI) | EPPENDORF | 5702R | 5702R | EPPENDORF | 5703EJ614304 | Active | HQ
VB10911 |  | CENTRIFUGE | Centrifuges, Tabletop (ECRI) | Thermo Fisher Scientific(ECRI) | MEDIFUGE | MEDIFUGE | Thermo Fisher Scientific(ECRI) | 43104915 | Active | HQ
VB11671 |  | Scale, Floor | Scales, Floor (ECRI) | Detecto Scale Co (ECRI) | 500KL | 500KL | Detecto Scale Co (ECRI) | 5002623244152 | Active | HQ
VB12573 |  | Pinch Gauge | Pinch Gauge | JLW Instruments | N/A | N/A | JLW Instruments | B6T785 | Active | HQ
VBX0160 | SIEMENS | Scanning System, Ultrasound | Scanning Systems, Ultrasound (ECRI) | Siemens Healthcare (ECRI) | SC2000 | ACUSON SC2000 | Siemens Healthcare (ECRI) | 404807 | Active | HQ
VBX1163 |  | Probe, Ultrasound | Probes, Ultrasound (ECRI) | Siemens Healthcare (ECRI) | 9L4 | Acuson 9L4 Multi-D | Siemens Healthcare (ECRI) | 93836025 | Active | HQ
VBX1164 |  | Probe, Ultrasound | Probes, Ultrasound (ECRI) | Siemens Healthcare (ECRI) | 6C1HD | 6C1HD | Siemens Healthcare (ECRI) | 62825016 | Active | HQ
VBX1294 |  | Probe, Ultrasound | Probes, Ultrasound (ECRI) | Siemens Healthcare (ECRI) | 4V1c | 4V1c | Siemens Healthcare (ECRI) | 62826013 | Active | HQ
VR069-I | VR069-I (22 | INFANT VENTILATOR | Ventilators, Intensive Care, Neonatal/Pediatric, High-Frequency (ECRI) | Bird Products Corp (ECRI) | VIP GOLD | VIP GOLD | Bird Products Corp (ECRI) | ACM01421 | Retired | HQ
VR070 | VR070-I (22 | INFANT VENTILATOR | Ventilators, Intensive Care, Neonatal/Pediatric, High-Frequency (ECRI) | Bird Products Corp (ECRI) | VIP GOLD | VIP GOLD | Bird Products Corp (ECRI) | ACM01410 | Retired | HQ
VR116-I | VR116-I (22 | INFANT FLOW SIPAP | INFANT FLOW / SIPAP | Vyaire Medical Inc (ECRI) | SIPAP | SIPAP | Vyaire Medical Inc (ECRI) | AGN02161 | Retired | HQ
VR117-I | VR117-I (23 | INFANT FLOW SIPAP | INFANT FLOW / SIPAP | Vyaire Medical Inc (ECRI) | SIPAP | SIPAP | Vyaire Medical Inc (ECRI) | AJN01780 | Retired | HQ
VX030-I | VX030-I (22 | Printer | Printers, Video (ECRI) | Agfa HealthCare (ECRI) | 5500 | DRYSTAR 5500 | Agfa HealthCare (ECRI) | 1971 | Retired | HQ
VX033-I | VX033-I | Printer | Printers, Video (ECRI) | Agfa HealthCare (ECRI) | 5500 | DRYSTAR 5500 | Agfa HealthCare (ECRI) | 1973 | Retired | HQ
VX0453 |  | DIGITAL XRAY | RADIOGRAPHIC/FLUOROSCOPIC UNIT | Siemens Healthcare (ECRI) | AXIOM ARTIS M | AXIOM ARTIS M | Siemens Healthcare (ECRI) | 130231 | Retired | HQ
VX082-I | VX082-I (23 | PHYSIOLOGICAL MONITOR(EKG,RECD | MONITOR - PHYSIOLOGICAL | Witt Biomedical Corp | SERIES IV | SERIES IV | Witt Biomedical Corp | 200301440 | Retired | HQ
VX083-I | VX083-I (23 | PHYSIOLOGICAL MONITOR(EKG,RECD | MONITOR - PHYSIOLOGICAL | Witt Biomedical Corp | SERIES IV | SERIES IV | Witt Biomedical Corp | 200400027 | Retired | HQ
VX084-I | VX084-I (23 | PHYSIOLOGICAL MONITOR(EKG,RECD | MONITOR - PHYSIOLOGICAL | Witt Biomedical Corp | SERIES IV | SERIES IV | Witt Biomedical Corp | 200400026 | Retired | HQ
VX085-I | VX085-I (23 | PHYSIOLOGICAL MONITOR(EKG,RECD | MONITOR - PHYSIOLOGICAL | Witt Biomedical Corp | SERIES IV | SERIES IV | Witt Biomedical Corp | 200301441 | Retired | HQ
VX094-I | VX094-I | CONTRAST MEDIA INJECTOR | Injectors, Contrast, CT (ECRI) | MEDRAD INCORPORATED | SPECTRIS | SPECTRIS | MEDRAD INCORPORATED | 32579 | Retired | HQ
VX128-I | VX128-I (23 | PHYSIOLOGICAL MONITORING SYSTE | MONITORING SYSTEM - PHYSIOLOGICAL - ACUTE CARE | Witt Biomedical Corp | MS0054 | MS0054 | Witt Biomedical Corp | 200700688 | Retired | HQ
VX129-I | VX129-I (23 | PHYSIOLOGICAL MONITORING SYSTE | MONITORING SYSTEM - PHYSIOLOGICAL - ACUTE CARE | Witt Biomedical Corp | MS0054 | MS0054 | Witt Biomedical Corp | 200700689 | Retired | HQ
VX139 | REMI | Scanning System, Ultrasound | Scanning Systems, Ultrasound (ECRI) | Philips Ultrasound Inc (ECRI) | iU22 | iU22 | Philips Ultrasound Inc (ECRI) | 03B8YQ | Retired | HQ
VX154-I | VX154-I (30 | INFUSION PUMP | PUMP - INFUSION | MEDRAD INCORPORATED | CONTINUM | CONTINUM | MEDRAD INCORPORATED | 32187 | Retired | HQ
VX162-I | VX162 (3038 | GENERATOR | ELECTROSURGICAL GENERATOR | BIOSENSE WEBSTER INC. | STOCKERT 70 | STOCKERT 70 | BIOSENSE WEBSTER INC. | ST-0978 | Retired | HQ
VX163-I | VX163-I (30 | GENERATOR | ELECTROSURGICAL GENERATOR | BIOSENSE WEBSTER INC. | STOCKERT 70 | STOCKERT 70 | BIOSENSE WEBSTER INC. | ST-2547 | Retired | HQ
VX190 | SIEMENS | Scanning System, Ultrasound | Scanning Systems, Ultrasound (ECRI) | Siemens Healthcare (ECRI) | ACUSON SC2000 | ACUSON SC2000 | Siemens Healthcare (ECRI) | 402400 | Active | HQ
W0222 | W0222 | VITALSTIM UNIT | STIMULATOR - MUSCLE | DJO Global Inc (ECRI) | 5950 | Vitalstim | EMPI | 2939-0121731 | Retired | HQ
WMP0188 |  | GS Integrated Wall System | Ophthalmoscope/Otoscope/Vital Signs Measuring Systems (ECRI) | Welch Allyn Inc (ECRI) | 767 Series | 767 Series | Welch Allyn Inc (ECRI) | Not Available | Active | HQ
WMP0189 |  | GS Integrated Wall System | Ophthalmoscope/Otoscope/Vital Signs Measuring Systems (ECRI) | Welch Allyn Inc (ECRI) | 767 Series | 767 Series | Welch Allyn Inc (ECRI) | 22440741 | Active | HQ
XC |  | test | Defibrillators (ECRI) | Physio-Control Inc (ECRI) | LIFEPAK9 | DEFIBRILLATOR/PHYSIO | Physio-Control Inc (ECRI) | 444 | Retired | HQ

## Mass Assets - 2767
TAG_NUMBER | DESCRIPTION | TYPE_DESC | MANUFACTURER_DESC | MODEL_NUM | EQU_MODEL_NAME | ORIG_MANUFACTURER_DESC | SERIAL_NUM | EQU_STATUS_DESC | FACILITY
MPW0001 | Table, Examination/Treatment | Tables, Examination/Treatment, Adjustable (ECRI) | Midmark Corp (ECRI) | 623-008 | 623-008 | Midmark Corp (ECRI) | V1493074 | Active | HQ
MPW0002 | Monitor, Vital Signs | Monitors, Vital Signs (ECRI) | Welch Allyn Inc (ECRI) | 75MT | Connex Spot Monitor | Welch Allyn Inc (ECRI) | 100049360624 | Active | HQ
MPW0003 | Table, Examination/Treatment | Tables, Examination/Treatment (ECRI) | Midmark Corp (ECRI) | 204 | 204 | Midmark Corp (ECRI) | V1493421 | Active | HQ
MPW0004 | Light, Examination | Lights, Examination (ECRI) | Brewer Co (ECRI) | 18100 | 18100 | Brewer Co (ECRI) | BH00719638 | Active | HQ
MPW0005 | Sphygmomanometer | Sphygmomanometers (ECRI) | Welch Allyn Inc (ECRI) | CE0297 | CE0297 | Welch Allyn Inc (ECRI) | 130910071606 | Active | HQ
MPW0006 | GS Integrated Wall System | Ophthalmoscope/Otoscopes (ECRI) | Welch Allyn Inc (ECRI) | 408282 | Green Series 777 | Welch Allyn Inc (ECRI) | Not Available | Active | HQ
MPW0007 | Thermometer, Electronic | Thermometers, Electronic (ECRI) | Welch Allyn Inc (ECRI) | 690 | SureTemp Plus | Welch Allyn Inc (ECRI) | 13411971 | Active | HQ
MPW0008 | Light, Examination | Lights, Examination (ECRI) | Brewer Co (ECRI) | 18100 | 18100 | Brewer Co (ECRI) | BH0071936 | Active | HQ
MPW0009 | Table, Examination/Treatment | Tables, Examination/Treatment (ECRI) | Midmark Corp (ECRI) | 204 | 204 | Midmark Corp (ECRI) | V1493405 | Active | HQ
MPW0010 | Sphygmomanometer | Sphygmomanometers (ECRI) | Welch Allyn Inc (ECRI) | CE0297 | CE0297 | Welch Allyn Inc (ECRI) | 130925152306 | Active | HQ
MPW0011 | GS Integrated Wall System | Ophthalmoscope/Otoscopes (ECRI) | Welch Allyn Inc (ECRI) | 408282 | Green Series 777 | Welch Allyn Inc (ECRI) | Not Available | Active | HQ
MPW0012 | Thermometer, Electronic | Thermometers, Electronic (ECRI) | Welch Allyn Inc (ECRI) | 692 | SureTemp Plus | Welch Allyn Inc (ECRI) | 19375852 | Active | HQ
MPW0013 | Table, Examination/Treatment | Tables, Examination/Treatment (ECRI) | Midmark Corp (ECRI) | 204 | 204 | Midmark Corp (ECRI) | V1493424 | Active | HQ
MPW0014 | Sphygmomanometer | Sphygmomanometers (ECRI) | Welch Allyn Inc (ECRI) | CE0297 | CE0297 | Welch Allyn Inc (ECRI) | 130924171776 | Active | HQ
MPW0015 | GS Integrated Wall System | Ophthalmoscope/Otoscopes (ECRI) | Welch Allyn Inc (ECRI) | 408282 | Green Series 777 | Welch Allyn Inc (ECRI) | Not Available | Active | HQ
MPW0016 | Chair, Examination/Treatment | Chairs, Examination/Treatment (ECRI) | Optomic (ECRI) | OP-S7 | OP-S7 | Optomic (ECRI) | 4820243391 | Active | HQ
MPW0017 | Thermometer, Electronic | Thermometers, Electronic (ECRI) | Welch Allyn Inc (ECRI) | 690 | SureTemp Plus | Welch Allyn Inc (ECRI) | 13181159 | Active | HQ
MPW0018 | GS Integrated Wall System | Ophthalmoscope/Otoscopes (ECRI) | Welch Allyn Inc (ECRI) | 408282 | Green Series 777 | Welch Allyn Inc (ECRI) | Not Available | Active | HQ
MPW0019 | Sphygmomanometer | Sphygmomanometers (ECRI) | Welch Allyn Inc (ECRI) | CE0297 | CE0297 | Welch Allyn Inc (ECRI) | 130925144986 | Active | HQ
MPW0020 | Light, Examination | Lights, Examination (ECRI) | Brewer Co (ECRI) | 18100 | 18100 | Brewer Co (ECRI) | Not Available | Active | HQ
MPW0021 | Footswitch | Footswitches (ECRI) | Optomic (ECRI) | Not Available | Not Available | Optomic (ECRI) | Not Available | Active | HQ
MPW0022 | Suction Unit | Suction Units (ECRI) | SSCOR Inc (ECRI) | 2314 | 2314 | SSCOR Inc (ECRI) | M35773 | Active | HQ
MPW0023 | Electrosurgical Unit | Electrosurgical Units, Monopolar/Bipolar (ECRI) | CONMED Corp (ECRI) | Hyfrecator 2000 | Hyfrecator 2000 | CONMED Corp (ECRI) | 14EGJ238 | Active | HQ
MPW0024 | Disinfector, Endoscope | Disinfectors, Liquid Germicide, Flexible Endoscope (ECRI) | Olympus America Inc (ECRI) | OER-Mini | OER-Mini | Olympus America Inc (ECRI) | 2100216 | Active | HQ
MPW0025 | Defibrillator, External, Auto | Defibrillators, External, Auto (ECRI) | ZOLL Medical Corp (ECRI) | AED Plus | AED Plus | ZOLL Medical Corp (ECRI) | X09J426065 | Active | HQ
MPW0027 | Table, Examination/Treatment | Tables, Examination/Treatment (ECRI) | Midmark Corp (ECRI) | 104 | 104 | Midmark Corp (ECRI) | Not Available | Active | HQ
MPW0028 | Monitor, Fetal | Monitors, Fetal (ECRI) | GE Healthcare (ECRI) | Corometrics 172 | Corometrics 172 | GE Healthcare (ECRI) | SNV21420123PAS | Active | HQ
MPW0029 | Scale, Floor | Scales, Floor (ECRI) | Detecto Scale Co (ECRI) | MV1 | MedVue | Detecto Scale Co (ECRI) | E14615-0026 | Active | HQ
MPW0030 | Table, Examination/Treatment | Tables, Examination/Treatment (ECRI) | Midmark Corp (ECRI) | 204-001 | 204-001 | Midmark Corp (ECRI) | V1152334 | Active | HQ
MPW0031 | GS Integrated Wall System | Ophthalmoscope/Otoscope/Vital Signs Measuring Systems (ECRI) | Welch Allyn Inc (ECRI) | 767 Series | 767 Series | Welch Allyn Inc (ECRI) | Not Available | Active | HQ
MPW0032 | Sphygmomanometer | Sphygmomanometers (ECRI) | Welch Allyn Inc (ECRI) | Tycos | Tycos | Welch Allyn Inc (ECRI) | 120203154009 | Active | HQ
MPW0033 | Scale, Floor | Scales, Floor (ECRI) | Detecto Scale Co (ECRI) | MV1 | MedVue | Detecto Scale Co (ECRI) | E11512-0087 | Active | HQ
MPW0034 | Table, Examination/Treatment | Tables, Examination/Treatment, Adjustable (ECRI) | Midmark Corp (ECRI) | 623-007 | 623-007 | Midmark Corp (ECRI) | V851859 | Active | HQ
MPW0035 | Hand/Remote Control | Hand/Remote Control (ECRI) | Midmark Corp (ECRI) | Not Available | Not Available | Midmark Corp (ECRI) | Not Available | Active | HQ
MPW0036 | Footswitches | Footswitches (ECRI) | Midmark Corp (ECRI) | Not Available | Not Available | Midmark Corp (ECRI) | Not Available | Active | HQ
MPW0037 | Sphygmomanometer | Sphygmomanometers (ECRI) | Welch Allyn Inc (ECRI) | Tycos | Tycos | Welch Allyn Inc (ECRI) | 120210153124 | Active | HQ
MPW0038 | Light, Examination | Lights, Examination (ECRI) | Welch Allyn Inc (ECRI) | GS 300 | GS 300 | Welch Allyn Inc (ECRI) | Not Available | Active | HQ
MPW0039 | GS Integrated Wall System | Ophthalmoscope/Otoscope/Vital Signs Measuring Systems (ECRI) | Welch Allyn Inc (ECRI) | 767 Series | 767 Series | Welch Allyn Inc (ECRI) | Not Available | Active | HQ
MPW0040 | Thermometer, Electronic | Thermometers, Electronic (ECRI) | Welch Allyn Inc (ECRI) | 690 | SureTemp Plus | Welch Allyn Inc (ECRI) | 11450829 | Active | HQ
MPW0041 | Table, Examination/Treatment | Tables, Examination/Treatment, Adjustable (ECRI) | Midmark Corp (ECRI) | 623-008 | 623-008 | Midmark Corp (ECRI) | V1219594 | Active | HQ
MPW0042 | Hand/Remote Control | Hand/Remote Control (ECRI) | Midmark Corp (ECRI) | Not Available | Not Available | Midmark Corp (ECRI) | Not Available | Active | HQ
MPW0044 | Light, Examination | Lights, Examination (ECRI) | Brewer Co (ECRI) | 18100 | 18100 | Brewer Co (ECRI) | 18755 | Active | HQ
MPW0046 | Scale, Floor | Scales, Floor (ECRI) | Pelstar (Health-O-Meter)(ECRI) | 1100KL | 1100KL | Pelstar (Health-O-Meter)(ECRI) | 1100L00894 | Active | HQ
MPW0047 | Thermometer, Electronic | Thermometers, Electronic, Infrared (ECRI) | Exergen Corp (ECRI) | TAT-5000 | TemporalScanner | Exergen Corp (ECRI) | A963516 | Active | HQ
MPW0048 | Thermometer, Electronic | Thermometers, Electronic, Infrared (ECRI) | Exergen Corp (ECRI) | TAT-5000 | TemporalScanner | Exergen Corp (ECRI) | A916504 | Active | HQ
MPW0049 | Light, Surgical | Lights, Surgical (ECRI) | STERIS Corp (ECRI) | LA300 | Harmony | STERIS Corp (ECRI) | 11031712118385 | Active | HQ
MPW0050 | Light, Examination | Lights, Examination (ECRI) | Brewer Co (ECRI) | 18100 | 18100 | Brewer Co (ECRI) | BH004941 | Active | HQ
MPW0051 | Smoke Evacuation System | Smoke Evacuation Systems, Surgical (ECRI) | CONMED Corp (ECRI) | VC120 | VisiClear | CONMED Corp (ECRI) | 20231002040 | Active | HQ
MPW0055 | Table, Examination/Treatment | Tables, Examination/Treatment, Adjustable (ECRI) | Midmark Corp (ECRI) | 623-008 | 623-008 | Midmark Corp (ECRI) | V1220110 | Active | HQ
MPW0056 | Footswitches | Footswitches (ECRI) | Midmark Corp (ECRI) | Not Available | Not Available | Midmark Corp (ECRI) | Not Available | Active | HQ
MPW0059 | GS Integrated Wall System | Ophthalmoscope/Otoscope/Vital Signs Measuring Systems (ECRI) | Welch Allyn Inc (ECRI) | 767 Series | 767 Series | Welch Allyn Inc (ECRI) | Not Available | Active | HQ
MPW0060 | Sphygmomanometer | Sphygmomanometers (ECRI) | Welch Allyn Inc (ECRI) | Tycos | Tycos | Welch Allyn Inc (ECRI) | 090119162128 | Active | HQ
MPW0061 | Table, Examination/Treatment | Tables, Examination/Treatment (ECRI) | Midmark Corp (ECRI) | 204 | 204 | Midmark Corp (ECRI) | V1095634 | Active | HQ
MPW0062 | Light, Examination | Lights, Examination (ECRI) | Brewer Co (ECRI) | 18100 | 18100 | Brewer Co (ECRI) | BH0049409 | Active | HQ
MPW0063 | Sphygmomanometer | Sphygmomanometers (ECRI) | Welch Allyn Inc (ECRI) | Tycos | Tycos | Welch Allyn Inc (ECRI) | 110722072118 | Active | HQ
MPW0064 | GS Integrated Wall System | Ophthalmoscope/Otoscope/Vital Signs Measuring Systems (ECRI) | Welch Allyn Inc (ECRI) | 767 Series | 767 Series | Welch Allyn Inc (ECRI) | Not Available | Active | HQ
MPW0065 | Thermometer, Electronic | Thermometers, Electronic (ECRI) | Welch Allyn Inc (ECRI) | 692 | SureTemp Plus | Welch Allyn Inc (ECRI) | 18366621 | Active | HQ
MPW0066 | Table, Examination/Treatment | Tables, Examination/Treatment, Adjustable (ECRI) | Midmark Corp (ECRI) | 204-002 | 204-002 | Midmark Corp (ECRI) | V532613 | Active | HQ
MPW0067 | Light, Examination | Lights, Examination (ECRI) | Brewer Co (ECRI) | 18100 | 18100 | Brewer Co (ECRI) | BH0049410 | Active | HQ
MPW0068 | GS Integrated Wall System | Ophthalmoscope/Otoscope/Vital Signs Measuring Systems (ECRI) | Welch Allyn Inc (ECRI) | 767 Series | 767 Series | Welch Allyn Inc (ECRI) | Not Available | Active | HQ
MPW0069 | Sphygmomanometer | Sphygmomanometers (ECRI) | Welch Allyn Inc (ECRI) | Tycos | Tycos | Welch Allyn Inc (ECRI) | 120203155550 | Active | HQ
MPW0070 | Monitor, Blood Pressure | Monitors, Blood Pressure (ECRI) | Welch Allyn Inc (ECRI) | ProBP 3400 | ProBP 3400 | Welch Allyn Inc (ECRI) | Not Available | Active | HQ
MPW0071 | Table, Examination/Treatment | Tables, Examination/Treatment (ECRI) | Midmark Corp (ECRI) | 204-001 | 204-001 | Midmark Corp (ECRI) | V1660671 | Active | HQ
MPW0072 | Table, Examination/Treatment | Tables, Examination/Treatment (ECRI) | Midmark Corp (ECRI) | 204-001 | 204-001 | Midmark Corp (ECRI) | V1660679 | Active | HQ
MPW0073 | Monitor, Vital Signs | Monitors, Vital Signs (ECRI) | Welch Allyn Inc (ECRI) | 42MTB | Spot Vital Signs | Welch Allyn Inc (ECRI) | 20150016 | Active | HQ
MPW0074 | Monitor, Blood Pressure | Monitors, Blood Pressure (ECRI) | Welch Allyn Inc (ECRI) | ProBP 3400 | ProBP 3400 | Welch Allyn Inc (ECRI) | 100049542422 | Active | HQ
MPW0075 | Table, Examination/Treatment | Tables, Examination/Treatment (ECRI) | Midmark Corp (ECRI) | 204-001 | 204-001 | Midmark Corp (ECRI) | V1660672 | Active | HQ
MPW0076 | Sphygmomanometer | Sphygmomanometers (ECRI) | Medline Industries Inc (ECRI) | Not Available | Not Available | Medline Industries Inc (ECRI) | Not Available | Active | HQ
MPW0077 | Thermometer, Electronic | Thermometers, Electronic (ECRI) | Welch Allyn Inc (ECRI) | 690 | SureTemp Plus | Welch Allyn Inc (ECRI) | 07417246 | Active | HQ
MPW0078 | Table, Examination/Treatment | Tables, Examination/Treatment (ECRI) | Midmark Corp (ECRI) | 204-001 | 204-001 | Midmark Corp (ECRI) | V1660676 | Active | HQ
MPW0079 | Monitor, Blood Pressure | Monitors, Blood Pressure (ECRI) | Welch Allyn Inc (ECRI) | ProBP 3400 | ProBP 3400 | Welch Allyn Inc (ECRI) | 100022394821 | Active | HQ
MPW0080 | Monitor, Blood Pressure | Monitors, Blood Pressure (ECRI) | Welch Allyn Inc (ECRI) | ProBP 3400 | ProBP 3400 | Welch Allyn Inc (ECRI) | 100015544321 | Active | HQ
MPW0081 | Table, Examination/Treatment | Tables, Examination/Treatment (ECRI) | Midmark Corp (ECRI) | 204-001 | 204-001 | Midmark Corp (ECRI) | V1660680 | Active | HQ
MPW0082 | Table, Examination/Treatment | Tables, Examination/Treatment (ECRI) | Midmark Corp (ECRI) | 204-011 | 204-011 | Midmark Corp (ECRI) | V2184766 | Active | HQ
MPW0083 | Electrosurgical Unit | Electrosurgical Units, Monopolar/Bipolar (ECRI) | CONMED Corp (ECRI) | Hyfrecator 2000 | Hyfrecator 2000 | CONMED Corp (ECRI) | 07DGJ176 | Active | HQ
MPW0084 | Scale, Floor | Scales, Floor (ECRI) | Detecto Scale Co (ECRI) | MV1 | MedVue | Detecto Scale Co (ECRI) | E17415-0140 | Active | HQ
MPW0086 | Chair, Examination/Treatment | Chairs, Examination/Treatment (ECRI) | Midmark Corp (ECRI) | 224-002 | 224-002 | Midmark Corp (ECRI) | V2319102 | Active | HQ
MPW0087 | Footswitches | Footswitches (ECRI) | Midmark Corp (ECRI) | Not Available | Not Available | Midmark Corp (ECRI) | Not Available | Active | HQ
MPW0088 | Sphygmomanometer | Sphygmomanometers (ECRI) | Welch Allyn Inc (ECRI) | Tycos | Tycos | Welch Allyn Inc (ECRI) | 200907130115 | Active | HQ
MPW0089 | GS Integrated Wall System | Ophthalmoscope/Otoscopes (ECRI) | Welch Allyn Inc (ECRI) | 408282 | Green Series 777 | Welch Allyn Inc (ECRI) | Not Available | Active | HQ
MPW0090 | Scale, Floor | Scales, Floor (ECRI) | Seca NA (ECRI) | 769 | 769 | Seca NA (ECRI) | 10000000238991 | Active | HQ
MPW0091 | Scale, Floor | Scales, Floor (ECRI) | Seca NA (ECRI) | 769 | 769 | Seca NA (ECRI) | 10000000238990 | Active | HQ
MPW0092 | Chair, Examination/Treatment | Chairs, Examination/Treatment (ECRI) | Midmark Corp (ECRI) | 224-002 | 224-002 | Midmark Corp (ECRI) | V2101440 | Active | HQ
MPW0093 | Footswitches | Footswitches (ECRI) | Midmark Corp (ECRI) | Not Available | Not Available | Midmark Corp (ECRI) | Not Available | Active | HQ
MPW0094 | Sphygmomanometer | Sphygmomanometers (ECRI) | Welch Allyn Inc (ECRI) | Tycos | Tycos | Welch Allyn Inc (ECRI) | 190212064375 | Active | HQ
MPW0095 | GS Integrated Wall System | Ophthalmoscope/Otoscopes (ECRI) | Welch Allyn Inc (ECRI) | 408282 | Green Series 777 | Welch Allyn Inc (ECRI) | Not Available | Active | HQ
MPW0096 | Thermometer, Electronic | Thermometers, Electronic (ECRI) | Welch Allyn Inc (ECRI) | 690 | SureTemp Plus | Welch Allyn Inc (ECRI) | 19158265 | Active | HQ
MPW0097 | Scale, Floor | Scales, Floor (ECRI) | Seca NA (ECRI) | 769 | 769 | Seca NA (ECRI) | 10000001095426 | Active | HQ
MPW0098 | Footswitches | Footswitches (ECRI) | Midmark Corp (ECRI) | Not Available | Not Available | Midmark Corp (ECRI) | Not Available | Active | HQ
MPW0099 | Chair, Examination/Treatment | Chairs, Examination/Treatment (ECRI) | Midmark Corp (ECRI) | 224-002 | 224-002 | Midmark Corp (ECRI) | V2585602 | Active | HQ
MPW0100 | GS Integrated Wall System | Ophthalmoscope/Otoscopes (ECRI) | Welch Allyn Inc (ECRI) | 408282 | Green Series 777 | Welch Allyn Inc (ECRI) | Not Available | Active | HQ
MPW0101 | Scale, Floor | Scales, Floor (ECRI) | Seca NA (ECRI) | 769 | 769 | Seca NA (ECRI) | 57690122189579 | Active | HQ
MPW0102 | Sphygmomanometer | Sphygmomanometers (ECRI) | Welch Allyn Inc (ECRI) | CE0297 | CE0297 | Welch Allyn Inc (ECRI) | 140705001025 | Active | HQ
MPW0103 | GS Integrated Wall System | Ophthalmoscope/Otoscopes (ECRI) | Welch Allyn Inc (ECRI) | 408282 | Green Series 777 | Welch Allyn Inc (ECRI) | Not Available | Active | HQ
MPW0104 | Thermometer, Electronic | Thermometers, Electronic (ECRI) | Welch Allyn Inc (ECRI) | 690 | SureTemp Plus | Welch Allyn Inc (ECRI) | 13420326 | Active | HQ
MPW0105 | Table, Examination/Treatment | Tables, Examination/Treatment (ECRI) | Midmark Corp (ECRI) | 204-001 | 204-001 | Midmark Corp (ECRI) | V1493397 | Active | HQ
MPW0106 | Monitor, Display | Monitors, Video (ECRI) | Olympus America Inc (ECRI) | OEV262H | OEV-262H | Olympus America Inc (ECRI) | 7761132 | Active | HQ
MPW0107 | Digital Video Monitor | Monitors (ECRI) | Hunan Vathin Medical | DVM-B2 | DVM-B2 | Hunan Vathin Medical | Q2402007029 | Active | HQ
MPW0108 | Monitor, Video | Monitors, Video (ECRI) | Elo Touch Solutions (ECRI) | ET1929LM | ETL1929LM | Elo Touch Solutions (ECRI) | K16C025749 | Active | HQ
MPW0109 | Cart, Surgical Instrument | Carts, Treatment, Endoscopy (ECRI) | Olympus America Inc (ECRI) | WM-NP2 | WM-NP2 | Olympus America Inc (ECRI) | 21733455 | Active | HQ
MPW0110 | Camera, Video, Endoscope | Cameras, Video, Endoscope (ECRI) | Olympus America Inc (ECRI) | OTV-S190 | Visera Elite | Olympus America Inc (ECRI) | 7704061 | Active | HQ
MPW0111 | Light Source | Light Sources, Endoscope (ECRI) | Olympus America Inc (ECRI) | CLV-S190 | Visera Elite | Olympus America Inc (ECRI) | 7724242 | Active | HQ
MPW0112 | Image Management System | Image Management System | Olympus America Inc (ECRI) | nStream GX | nStream GX | Olympus America Inc (ECRI) | GX-11171 | Active | HQ
MPW0113 | Chair, Examination/Treatment | Chairs, Examination/Treatment (ECRI) | Optomic (ECRI) | OP-S7 | OP-S7 | Optomic (ECRI) | 48181258 | Active | HQ
MPW0114 | Sphygmomanometer | Sphygmomanometers (ECRI) | Welch Allyn Inc (ECRI) | CE0297 | CE0297 | Welch Allyn Inc (ECRI) | 190801102145 | Active | HQ
MPW0115 | GS Integrated Wall System | Ophthalmoscope/Otoscopes (ECRI) | Welch Allyn Inc (ECRI) | 408282 | Green Series 777 | Welch Allyn Inc (ECRI) | Not Available | Active | HQ
MPW0116 | Microscope | Microscopes, Laboratory (ECRI) | LEISEGANG | BUL | BUL | LEISEGANG | 36859 | Active | HQ
MPW0117 | Sterilizing Unit, Tabletop | Sterilizing Units, Steam, Tabletop (ECRI) | Midmark Corp (ECRI) | M9-022 | M9 UltraClave | Midmark Corp (ECRI) | V1418524 | Active | HQ
MPW0127 | Sphygmomanometer | Sphygmomanometers (ECRI) | Welch Allyn Inc (ECRI) | CE0297 | CE0297 | Welch Allyn Inc (ECRI) | 150414165485 | Active | HQ
MPW0128 | GS Integrated Wall System | Ophthalmoscope/Otoscopes (ECRI) | Welch Allyn Inc (ECRI) | 408282 | Green Series 777 | Welch Allyn Inc (ECRI) | 15183 | Active | HQ
MPW0129 | Doppler, Blood Flow | Detectors, Blood Flow, Ultrasonic (ECRI) | Cooper Surgical Inc (ECRI) | L250 | LifeDop L250 | Cooper Surgical Inc (ECRI) | 2018040102 | Active | HQ
MPW0130 | Sphygmomanometer, Electronic | Sphygmomanometers, Electronic, Automatic, Oscillometric (ECRI) | Omron Healthcare Inc (ECRI) | HEM-907XL | IntelliSense | Omron Healthcare Inc (ECRI) | 20231000327AF | Active | HQ
MPW0131 | Microscope | Microscopes, Laboratory (ECRI) | Seiler Instrument (ECRI) | Westlab 3 | Westlab 3 | Seiler Instrument (ECRI) | 1311725 | Active | HQ
MPW0132 | Monitor, Vital Signs | Monitors, Vital Signs (ECRI) | Welch Allyn Inc (ECRI) | 42MTB | Spot Vital Signs | Welch Allyn Inc (ECRI) | 201103305 | Active | HQ
MPW0133 | Defibrillator, External, Auto | Defibrillators, External, Auto (ECRI) | ZOLL Medical Corp (ECRI) | AED Plus | AED Plus | ZOLL Medical Corp (ECRI) | X09L43359 | Active | HQ
MPW0134 | Refrigerator | Refrigerators (ECRI) | Follett LLC (ECRI) | Not Available | Performance Plus | Follett LLC (ECRI) | Not Available | Active | HQ
MPW0136 | Doppler, Blood Flow | Detectors, Blood Flow, Ultrasonic (ECRI) | Cooper Surgical Inc (ECRI) | L250 | LifeDop L250 | Cooper Surgical Inc (ECRI) | 2018040125 | Active | HQ
MPW0137 | Doppler | Detectors, Blood Flow, Ultrasonic (ECRI) | Natus Medical Inc (ECRI) | 200R | Nicolet Elite 200R | IMEX | EDC1609 | Active | HQ
MPW0139 | Light, Surgical | Lights, Surgical (ECRI) | STERIS Corp (ECRI) | LA300 | Harmony | Cooper Surgical Inc (ECRI) | 11031712118383 | Active | HQ
MPW0140 | Chair, Examination/Treatment | Chairs, Examination/Treatment (ECRI) | Midmark Corp (ECRI) | 230-002 | 230-002 | Midmark Corp (ECRI) | V1220141 | Active | HQ
MPW0141 | Footswitches | Footswitches (ECRI) | Midmark Corp (ECRI) | Not Available | Not Available | Midmark Corp (ECRI) | Not Availablle | Active | HQ
MPW0142 | Thermometer, Electronic | Thermometers, Electronic (ECRI) | Welch Allyn Inc (ECRI) | 690 | SureTemp Plus | Welch Allyn Inc (ECRI) | 17139077 | Active | HQ
MPW0143 | Electrosurgical Unit | Electrosurgical Units, Monopolar/Bipolar (ECRI) | CONMED Corp (ECRI) | Hyfrecator 2000 | Hyfrecator 2000 | CONMED Corp (ECRI) | 07MGJ215 | Active | HQ
MPW0144 | Sphygmomanometer | Sphygmomanometers (ECRI) | Welch Allyn Inc (ECRI) | CE0297 | CE0297 | Welch Allyn Inc (ECRI) | 090119192012 | Active | HQ
MPW0145 | GS Integrated Wall System | Ophthalmoscope/Otoscope/Vital Signs Measuring Systems (ECRI) | Welch Allyn Inc (ECRI) | 767 Series | 767 Series | Welch Allyn Inc (ECRI) | Not Available | Active | HQ
MPW0146 | Thermometer, Electronic | Thermometers, Electronic (ECRI) | Welch Allyn Inc (ECRI) | 690 | SureTemp Plus | Welch Allyn Inc (ECRI) | 11462830 | Active | HQ
MPW0147 | Monitor | Monitors (ECRI) | Cyracom International | T2700-C2 | T2700-C2 | Cyracom International | 23-002480-TRTS | Active | HQ
MPW0148 | Light, Examination | Lights, Examination (ECRI) | Brewer Co (ECRI) | 18100 | 18100 | Brewer Co (ECRI) | BH0060180 | Active | HQ
MPW0149 | Light, Examination | Lights, Examination (ECRI) | Boston Surgical | Not Available | Not Available | Boston Surgical | Not Available | Active | HQ
MPW0150 | Light, Examination | Lights, Examination (ECRI) | Boston Surgical | Not Available | Not Available | Boston Surgical | Not Available | Active | HQ
MPW0151 | Thermometer, Electronic | Thermometers, Electronic, Infrared (ECRI) | Exergen Corp (ECRI) | TAT-5000 | TemporalScanner | Exergen Corp (ECRI) | A964435 | Active | HQ
MPW0152 | Light, Examination | Lights, Examination (ECRI) | Brewer Co (ECRI) | 18100 | 18100 | Brewer Co (ECRI) | BH0060179 | Active | HQ
MPW0153 | Table, Examination/Treatment | Tables, Examination/Treatment (ECRI) | Midmark Corp (ECRI) | 204-001 | 204-001 | Midmark Corp (ECRI) | V1220566 | Active | HQ
MPW0154 | Sphygmomanometer | Sphygmomanometers (ECRI) | Welch Allyn Inc (ECRI) | CE0297 | CE0297 | Welch Allyn Inc (ECRI) | 120210102327 | Active | HQ
MPW0155 | GS Integrated Wall System | Ophthalmoscope/Otoscope/Vital Signs Measuring Systems (ECRI) | Welch Allyn Inc (ECRI) | 767 Series | 767 Series | Welch Allyn Inc (ECRI) | Not Available | Active | HQ
MPW0156 | Thermometer, Electronic | Thermometers, Electronic (ECRI) | Welch Allyn Inc (ECRI) | 690 | SureTemp Plus | Welch Allyn Inc (ECRI) | 1462824 | Active | HQ
MPW0157 | Table, Examination/Treatment | Tables, Examination/Treatment, Adjustable (ECRI) | Midmark Corp (ECRI) | 623-008 | 623-008 | Midmark Corp (ECRI) | V1063195 | Active | HQ
MPW0158 | Footswitches | Footswitches (ECRI) | Midmark Corp (ECRI) | Not Available | Not Available | Midmark Corp (ECRI) | Not Available | Active | HQ
MPW0159 | Footswitches | Footswitches (ECRI) | Midmark Corp (ECRI) | Not Available | Not Available | Midmark Corp (ECRI) | Not Available | Active | HQ
MPW0160 | Monitor, Blood Pressure | Monitors, Blood Pressure (ECRI) | Welch Allyn Inc (ECRI) | ProBP 3400 | ProBP 3400 | Welch Allyn Inc (ECRI) | 100045122024 | Active | HQ
MPW0161 | Table, Examination/Treatment | Tables, Examination/Treatment (ECRI) | Midmark Corp (ECRI) | 204-001 | 204-001 | Midmark Corp (ECRI) | V1660674 | Active | HQ
MPW0162 | Scale, Floor | Scales, Floor (ECRI) | Detecto Scale Co (ECRI) | MV1 | MedVue | Detecto Scale Co (ECRI) | E35214-0160 | Active | HQ
MPW0163 | Thermometer, Electronic | Thermometers, Electronic (ECRI) | Welch Allyn Inc (ECRI) | 690 | SureTemp Plus | Welch Allyn Inc (ECRI) | 20367656 | Active | HQ
MPW0164 | Table, Examination/Treatment | Tables, Examination/Treatment (ECRI) | Midmark Corp (ECRI) | 204-001 | 204-001 | Midmark Corp (ECRI) | V1608801 | Active | HQ
MPW0165 | Sphygmomanometer | Sphygmomanometers (ECRI) | Welch Allyn Inc (ECRI) | CE0297 | CE0297 | Welch Allyn Inc (ECRI) | 14117212125 | Active | HQ
MPW0166 | GS Integrated Wall System | Ophthalmoscope/Otoscopes (ECRI) | Welch Allyn Inc (ECRI) | 408282 | Green Series 777 | Welch Allyn Inc (ECRI) | Not Available | Active | HQ
MPW0167 | Table, Examination/Treatment | Tables, Examination/Treatment (ECRI) | Midmark Corp (ECRI) | 204-001 | 204-001 | Midmark Corp (ECRI) | V1608823 | Active | HQ
MPW0168 | Sphygmomanometer | Sphygmomanometers (ECRI) | Welch Allyn Inc (ECRI) | CE0297 | CE0297 | Welch Allyn Inc (ECRI) | 141103224335 | Active | HQ
MPW0169 | GS Integrated Wall System | Ophthalmoscope/Otoscopes (ECRI) | Welch Allyn Inc (ECRI) | 408282 | Green Series 777 | Welch Allyn Inc (ECRI) | Not Available | Active | HQ
MPW0170 | Thermometer, Electronic | Thermometers, Electronic (ECRI) | Welch Allyn Inc (ECRI) | 690 | SureTemp Plus | Welch Allyn Inc (ECRI) | 14480085 | Active | HQ
MPW0171 | Table, Examination/Treatment | Tables, Examination/Treatment (ECRI) | Midmark Corp (ECRI) | 204-001 | 204-001 | Midmark Corp (ECRI) | V1608826 | Active | HQ
MPW0172 | Sphygmomanometer | Sphygmomanometers (ECRI) | Welch Allyn Inc (ECRI) | CE0297 | CE0297 | Welch Allyn Inc (ECRI) | 141104005445 | Active | HQ
MPW0175 | Table, Examination/Treatment | Tables, Examination/Treatment (ECRI) | Midmark Corp (ECRI) | 204-001 | 204-001 | Midmark Corp (ECRI) | V1608813 | Active | HQ
MPW0176 | Sphygmomanometer | Sphygmomanometers (ECRI) | Welch Allyn Inc (ECRI) | CE0297 | CE0297 | Welch Allyn Inc (ECRI) | 141103222925 | Active | HQ
MPW0177 | GS Integrated Wall System | Ophthalmoscope/Otoscopes (ECRI) | Welch Allyn Inc (ECRI) | 408282 | Green Series 777 | Welch Allyn Inc (ECRI) | Not Available | Active | HQ
MPW0178 | Thermometer, Electronic | Thermometers, Electronic (ECRI) | Welch Allyn Inc (ECRI) | 692 | SureTemp Plus | Welch Allyn Inc (ECRI) | 20367600 | Active | HQ
MPW0179 | Table, Examination/Treatment | Tables, Examination/Treatment (ECRI) | Midmark Corp (ECRI) | 204-001 | 204-001 | Midmark Corp (ECRI) | V1608808 | Active | HQ
MPW0180 | Sphygmomanometer | Sphygmomanometers (ECRI) | Welch Allyn Inc (ECRI) | CE0297 | CE0297 | Welch Allyn Inc (ECRI) | 141104005225 | Active | HQ
MPW0181 | GS Integrated Wall System | Ophthalmoscope/Otoscopes (ECRI) | Welch Allyn Inc (ECRI) | 408282 | Green Series 777 | Welch Allyn Inc (ECRI) | Not Available | Active | HQ
MPW0182 | Thermometer, Electronic | Thermometers, Electronic (ECRI) | Welch Allyn Inc (ECRI) | 690 | SureTemp Plus | Welch Allyn Inc (ECRI) | 14473112 | Active | HQ
MPW0183 | Suction Unit | Suction Units (ECRI) | SSCOR Inc (ECRI) | 2314 | 2314 | Armstrong Medical (ECRI) | M28849 | Active | HQ
MPW0184 | Table, Examination/Treatment | Tables, Examination/Treatment, Adjustable (ECRI) | Midmark Corp (ECRI) | 623-008 | 623-008 | Midmark Corp (ECRI) | V1603334 | Active | HQ
MPW0185 | Footswitches | Footswitches (ECRI) | Midmark Corp (ECRI) | Not Available | Not Available | Midmark Corp (ECRI) | Not Available | Active | HQ
MPW0186 | Footswitches | Footswitches (ECRI) | Midmark Corp (ECRI) | Not Available | Not Available | Midmark Corp (ECRI) | Not Available | Active | HQ
MPW0187 | Sphygmomanometer | Sphygmomanometers (ECRI) | Welch Allyn Inc (ECRI) | CE0297 | CE0297 | Welch Allyn Inc (ECRI) | 141104004565 | Active | HQ
MPW0188 | GS Integrated Wall System | Ophthalmoscope/Otoscopes (ECRI) | Welch Allyn Inc (ECRI) | 408282 | Green Series 777 | Welch Allyn Inc (ECRI) | Not Available | Active | HQ
MPW0189 | Thermometer, Electronic | Thermometers, Electronic (ECRI) | Welch Allyn Inc (ECRI) | 690 | SureTemp Plus | Welch Allyn Inc (ECRI) | 22440741 | Active | HQ
MPW0190 | Table, Examination/Treatment | Tables, Examination/Treatment (ECRI) | Midmark Corp (ECRI) | 204-001 | 204-001 | Midmark Corp (ECRI) | V1608818 | Active | HQ
MPW0191 | Sphygmomanometer | Sphygmomanometers (ECRI) | Welch Allyn Inc (ECRI) | CE0297 | CE0297 | Welch Allyn Inc (ECRI) | 141104005555 | Active | HQ
MPW0192 | GS Integrated Wall System | Ophthalmoscope/Otoscopes (ECRI) | Welch Allyn Inc (ECRI) | 408282 | Green Series 777 | Welch Allyn Inc (ECRI) | Not Available | Active | HQ
MPW0194 | Table, Examination/Treatment | Tables, Examination/Treatment (ECRI) | Midmark Corp (ECRI) | 204-001 | 204-001 | Midmark Corp (ECRI) | V1608804 | Active | HQ
MPW0195 | Sphygmomanometer | Sphygmomanometers (ECRI) | Welch Allyn Inc (ECRI) | CE0297 | CE0297 | Welch Allyn Inc (ECRI) | 120210163919 | Active | HQ
MPW0196 | GS Integrated Wall System | Ophthalmoscope/Otoscope/Vital Signs Measuring Systems (ECRI) | Welch Allyn Inc (ECRI) | 767 Series | 767 Series | Welch Allyn Inc (ECRI) | Not Available | Active | HQ
MPW0197 | Thermometer, Electronic | Thermometers, Electronic (ECRI) | Welch Allyn Inc (ECRI) | 690 | SureTemp Plus | Welch Allyn Inc (ECRI) | 14471468 | Active | HQ
MPW0198 | Centrifuge, Tabletop | Centrifuges, Tabletop (ECRI) | Drucker Diagnostics (ECRI) | 642E Quest | Horizon 642E Quest | Drucker Diagnostics (ECRI) | 1501230533 | Active | HQ
MPW0199 | Nebulizer | Nebulizers (ECRI) | DeVilbliss Healthcare (ECRI) | 4650D | 4650D | DeVilbliss Healthcare (ECRI) | D7026608 | Active | HQ
MPW0200 | Nebulizer | Nebulizers (ECRI) | DeVilbliss Healthcare (ECRI) | 4650D | PulmoMate | DeVilbliss Healthcare (ECRI) | D7026607 | Active | HQ
MPW0217 | Monitor, Fetal | Monitors, Fetal (ECRI) | GE Healthcare (ECRI) | Corometrics 172 | Corometrics 172 | GE Healthcare (ECRI) | SNV21340011PAS | Active | HQ
MPW0218 | Scale, Floor | Scales, Floor (ECRI) | Detecto Scale Co (ECRI) | MV1 | MedVue | Detecto Scale Co (ECRI) | E14615-0021 | Active | HQ
MPW0220 | GS Integrated Wall System | Ophthalmoscope/Otoscope/Vital Signs Measuring Systems (ECRI) | Welch Allyn Inc (ECRI) | 767 Series | 767 Series | Welch Allyn Inc (ECRI) | Not Available | Active | HQ
MPW0221 | Thermometer, Electronic | Thermometers, Electronic (ECRI) | Welch Allyn Inc (ECRI) | 690 | SureTemp Plus | Welch Allyn Inc (ECRI) | 14464356 | Active | HQ
MPW0222 | Sphygmomanometer | Sphygmomanometers (ECRI) | Welch Allyn Inc (ECRI) | CE0297 | CE0297 | Welch Allyn Inc (ECRI) | 120203155907 | Active | HQ
MPW0223 | Light, Examination | Lights, Examination (ECRI) | Welch Allyn Inc (ECRI) | GS 300 | GS 300 | Welch Allyn Inc (ECRI) | Not Available | Active | HQ
MPW0224 | Colposcope | Colposcopes (ECRI) | Welch Allyn Inc (ECRI) | VideoPath | VideoPath | Welch Allyn Inc (ECRI) | Not Available | Active | HQ
MPW0225 | Light Source | Light Sources (ECRI) | KARL STORZ Endoscopy US (ECRI) | 20132120 | Xenon 175 | KARL STORZ Endoscopy US (ECRI) | N/A | Active | HQ
MPW0226 | Camera Control Unit | Cameras, Video (ECRI) | KARL STORZ Endoscopy US (ECRI) | 20233020 | telecam DX II | KARL STORZ Endoscopy US (ECRI) | PZ671154-P | Active | HQ
MPW0227 | Light Source | Light Sources (ECRI) | KARL STORZ Endoscopy US (ECRI) | 20131520 | Xenon nova 175 | KARL STORZ Endoscopy US (ECRI) | RZ0661382 | Active | HQ
MPW0228 | Microscope, Laboratory | Microscopes, Laboratory (ECRI) | Nikon Instruments Inc (ECRI) | C-FMBN | C-FMBN | Nikon Instruments Inc (ECRI) | 2017069 | Active | HQ
MPW0229 | Colposcope | Colposcopes (ECRI) | Cooper Surgical Inc (ECRI) | 906057T | STAR | Cooper Surgical Inc (ECRI) | 2018060012 | Active | HQ
MPW0230 | MICROSCOPE MOUNT | MICROSCOPE | Nikon Instruments Inc (ECRI) | C-FMBN | C-FMBN | Nikon Instruments Inc (ECRI) | 2015464 | Active | HQ
MPW0231 | Colposcope | Colposcopes (ECRI) | Cooper Surgical Inc (ECRI) | 906057T | STAR | Cooper Surgical Inc (ECRI) | 2017080007 | Active | HQ
MPW0232 | Sterilizing Unit, Tabletop | Sterilizing Units, Steam, Tabletop (ECRI) | Midmark Corp (ECRI) | M11-022 | M11 UltraClave | Midmark Corp (ECRI) | V740636 | Active | HQ
MPW0233 | Scale, Floor | Scales, Floor (ECRI) | Detecto Scale Co (ECRI) | 758C | 758C | Detecto Scale Co (ECRI) | E35507-0110 | Active | HQ
MPW0234 | Table, Examination/Treatment | Tables, Examination/Treatment, Adjustable (ECRI) | Midmark Corp (ECRI) | 623-008 | 623-008 | Midmark Corp (ECRI) | V532203 | Active | HQ
MPW0235 | Sphygmomanometer, Aneroid | Sphygmomanometers, Aneroid (ECRI) | Henry Schein Inc (ECRI) | CE0473 | CE0473 | Henry Schein Inc (ECRI) | 22013659 | Active | HQ
MPW0236 | Thermometer, Electronic | Thermometers, Electronic, Infrared (ECRI) | Exergen Corp (ECRI) | TAT-5000 | TemporalScanner | Exergen Corp (ECRI) | A916479 | Active | HQ
MPW0237 | Sphygmomanometer | Sphygmomanometers (ECRI) | Welch Allyn Inc (ECRI) | CE0297 | CE0297 | Welch Allyn Inc (ECRI) | 090119180012 | Active | HQ
MPW0238 | GS Integrated Wall System | Ophthalmoscope/Otoscope/Vital Signs Measuring Systems (ECRI) | Welch Allyn Inc (ECRI) | 767 Series | 767 Series | Welch Allyn Inc (ECRI) | Not Available | Active | HQ
MPW0240 | Light, Examination | Lights, Examination (ECRI) | Boston Surgical | Not Available | Not Available | Boston Surgical | Not Available | Active | HQ
MPW0241 | Table, Examination/Treatment | Tables, Examination/Treatment, Adjustable (ECRI) | Midmark Corp (ECRI) | 623-008 | 623-008 | Midmark Corp (ECRI) | V1217746 | Active | HQ
MPW0242 | Footswitches | Footswitches (ECRI) | Midmark Corp (ECRI) | Not Available | Not Available | Midmark Corp (ECRI) | Not Available | Active | HQ
MPW0243 | Hand/Remote Control | Hand/Remote Control (ECRI) | Midmark Corp (ECRI) | Not Available | Not Available | Midmark Corp (ECRI) | Not Available | Active | HQ
MPW0245 | Sphygmomanometer | Sphygmomanometers (ECRI) | Welch Allyn Inc (ECRI) | CE0297 | CE0297 | Welch Allyn Inc (ECRI) | 120413100047 | Active | HQ
MPW0246 | GS Integrated Wall System | Ophthalmoscope/Otoscope/Vital Signs Measuring Systems (ECRI) | Welch Allyn Inc (ECRI) | 767 Series | 767 Series | Welch Allyn Inc (ECRI) | Not Available | Active | HQ
MPW0247 | Thermometer, Electronic | Thermometers, Electronic (ECRI) | Welch Allyn Inc (ECRI) | 690 | SureTemp Plus | Welch Allyn Inc (ECRI) | 11462832 | Active | HQ
MPW0248 | Table, Examination/Treatment | Tables, Examination/Treatment (ECRI) | Midmark Corp (ECRI) | 204-001 | 204-001 | Midmark Corp (ECRI) | V1152304 | Active | HQ
MPW0249 | Light, Examination | Lights, Examination (ECRI) | Brewer Co (ECRI) | 18100 | 18100 | Brewer Co (ECRI) | BH0060181 | Active | HQ
MPW0250 | Sphygmomanometer | Sphygmomanometers (ECRI) | Welch Allyn Inc (ECRI) | CE0297 | CE0297 | Welch Allyn Inc (ECRI) | 120413145807 | Active | HQ
MPW0251 | GS Integrated Wall System | Ophthalmoscope/Otoscope/Vital Signs Measuring Systems (ECRI) | Welch Allyn Inc (ECRI) | 767 Series | 767 Series | Welch Allyn Inc (ECRI) | Not Available | Active | HQ
MPW0252 | Thermometer, Electronic | Thermometers, Electronic (ECRI) | Welch Allyn Inc (ECRI) | 692 | SureTemp Plus | Welch Allyn Inc (ECRI) | 18366708 | Active | HQ
MPW0253 | Table, Examination/Treatment | Tables, Examination/Treatment, Adjustable (ECRI) | Midmark Corp (ECRI) | 204-002 | 204-002 | Midmark Corp (ECRI) | V532599 | Active | HQ
MPW0254 | Light, Examination | Lights, Examination (ECRI) | Brewer Co (ECRI) | 18100 | 18100 | Brewer Co (ECRI) | BH0058729 | Active | HQ
MPW0255 | Sphygmomanometer | Sphygmomanometers (ECRI) | Welch Allyn Inc (ECRI) | CE0297 | CE0297 | Welch Allyn Inc (ECRI) | 120413142625 | Active | HQ
MPW0256 | GS Integrated Wall System | Ophthalmoscope/Otoscope/Vital Signs Measuring Systems (ECRI) | Welch Allyn Inc (ECRI) | 767 Series | 767 Series | Welch Allyn Inc (ECRI) | Not Available | Active | HQ
MPW0257 | Thermometer, Electronic | Thermometers, Electronic (ECRI) | Welch Allyn Inc (ECRI) | 690 | SureTemp Plus | Welch Allyn Inc (ECRI) | 11462832 | Active | HQ
MPW0258 | Detector, Blood Flow, Ultrason | Detectors, Blood Flow, Ultrasonic (ECRI) | Parks Medical (ECRI) | 811-B | 811-B | Parks Medical (ECRI) | Not Available | Active | HQ
MPW0259 | Scale, Floor | Scales, Floor (ECRI) | Doran Scales Inc (ECRI) | DS7060 | HandRail Scale | Doran Scales Inc (ECRI) | DS23050001133 | Active | HQ
MPW0260 | Doppler, Blood Flow | Detectors, Blood Flow, Ultrasonic (ECRI) | Cooper Surgical Inc (ECRI) | L250 | LifeDop L250 | Cooper Surgical Inc (ECRI) | 08141298 | Active | HQ
MPW0261 | Table, Examination/Treatment | Tables, Examination/Treatment (ECRI) | Brewer Co (ECRI) | 4000/4001 | 4000/4001 | Brewer Co (ECRI) | BT011237 | Active | HQ
MPW0262 | Defibrillator, External, Auto | Defibrillators, External, Auto (ECRI) | ZOLL Medical Corp (ECRI) | AED Plus | AED Plus | ZOLL Medical Corp (ECRI) | 23H669399 | Active | HQ
MPW0263 | Table, Examination/Treatment | Tables, Examination/Treatment (ECRI) | Midmark Corp (ECRI) | 204-001 | 204-001 | Midmark Corp (ECRI) | V1296507 | Active | HQ
MPW0264 | Table, Examination/Treatment | Tables, Examination/Treatment (ECRI) | Midmark Corp (ECRI) | 204-001 | 204-001 | Midmark Corp (ECRI) | V1445270 | Active | HQ
MPW0265 | Table, Examination/Treatment | Tables, Examination/Treatment (ECRI) | Midmark Corp (ECRI) | 204-001 | 204-001 | Midmark Corp (ECRI) | V1443380 | Active | HQ
MPW0268 | Table, Examination/Treatment | Tables, Examination/Treatment (ECRI) | Midmark Corp (ECRI) | 204-001 | 204-001 | Midmark Corp (ECRI) | V1297239 | Active | HQ
MPW0269 | Chair, Examination/Treatment | Chairs, Examination/Treatment (ECRI) | Midmark Corp (ECRI) | 224-002 | 224-002 | Midmark Corp (ECRI) | V2319095 | Active | HQ
MPW0270 | Footswitch | Footswitches (ECRI) | Midmark Corp (ECRI) | Ritter | Ritter | Midmark Corp (ECRI) | Not Available | Active | HQ
MPW0271 | Sphygmomanometer | Sphygmomanometers (ECRI) | Hillrom Co Inc (ECRI) | CE0297 | CE0297 | Hillrom Co Inc (ECRI) | 210304104630 | Active | HQ
MPW0272 | GS Integrated Wall System | Ophthalmoscope/Otoscopes (ECRI) | Welch Allyn Inc (ECRI) | 408282 | Green Series 777 | Welch Allyn Inc (ECRI) | Not Available | Active | HQ
MPW0273 | GS Integrated Wall System | Ophthalmoscope/Otoscopes (ECRI) | Welch Allyn Inc (ECRI) | 408282 | Green Series 777 | Welch Allyn Inc (ECRI) | Not Available | Active | HQ
MPW0274 | Thermometer, Electronic | Thermometers, Electronic (ECRI) | Welch Allyn Inc (ECRI) | 690 | SureTemp Plus | Welch Allyn Inc (ECRI) | 21080969 | Active | HQ
MPW0275 | Scale, Floor | Scales, Floor (ECRI) | Seca NA (ECRI) | 769 | 769 | Seca NA (ECRI) | 10000000238989 | Active | HQ
MPW0276 | Chair, Examination/Treatment | Chairs, Examination/Treatment (ECRI) | Midmark Corp (ECRI) | 224-002 | 224-002 | Midmark Corp (ECRI) | V2164371 | Active | HQ
MPW0277 | Footswitch | Footswitches (ECRI) | Midmark Corp (ECRI) | Ritter | Ritter | Midmark Corp (ECRI) | Not Available | Active | HQ
MPW0278 | GS Integrated Wall System | Ophthalmoscope/Otoscopes (ECRI) | Welch Allyn Inc (ECRI) | 408282 | Green Series 777 | Welch Allyn Inc (ECRI) | Not Available | Active | HQ
MPW0279 | Sphygmomanometer | Sphygmomanometers (ECRI) | Welch Allyn Inc (ECRI) | CE0297 | CE0297 | Welch Allyn Inc (ECRI) | 190906111305 | Active | HQ
MPW0280 | Thermometer, Electronic | Thermometers, Electronic (ECRI) | Welch Allyn Inc (ECRI) | 690 | SureTemp Plus | Welch Allyn Inc (ECRI) | 19293396 | Active | HQ
MPW0281 | Chair, Examination/Treatment | Chairs, Examination/Treatment (ECRI) | Midmark Corp (ECRI) | 224-002 | 224-002 | Midmark Corp (ECRI) | V2585595 | Active | HQ
MPW0282 | Scale, Floor | Scales, Floor (ECRI) | Seca NA (ECRI) | 769 | 769 | Seca NA (ECRI) | 10000001095423 | Active | HQ
MPW0283 | GS Integrated Wall System | Otoscopes (ECRI) | Hillrom Co Inc (ECRI) | 408282 | Green Series 777 | Hillrom Co Inc (ECRI) | Not Available | Active | HQ
MPW0284 | Sphygmomanometer | Sphygmomanometers (ECRI) | Hillrom Co Inc (ECRI) | CE0297 | CE0297 | Hillrom Co Inc (ECRI) | 230403162510 | Active | HQ
MPW0285 | Thermometer, Electronic | Thermometers, Electronic (ECRI) | Welch Allyn Inc (ECRI) | 692 | SureTemp Plus | Welch Allyn Inc (ECRI) | Not Available | Active | HQ
MPW0286 | Scale, Floor | Scales, Floor (ECRI) | Seca NA (ECRI) | 769 | 769 | Seca NA (ECRI) | 10000001095421 | Active | HQ
MPW0287 | Chair, Examination/Treatment | Chairs, Examination/Treatment (ECRI) | Midmark Corp (ECRI) | 224-002 | 224-002 | Midmark Corp (ECRI) | V2585569 | Active | HQ
MPW0288 | Thermometer, Electronic | Thermometers, Electronic (ECRI) | Welch Allyn Inc (ECRI) | 690 | SureTemp Plus | Welch Allyn Inc (ECRI) | Not Available | Active | HQ
MPW0289 | GS Integrated Wall System | Otoscopes (ECRI) | Hillrom Co Inc (ECRI) | 408282 | Green Series 777 | Hillrom Co Inc (ECRI) | Not Available | Active | HQ
MPW0290 | Sphygmomanometer | Sphygmomanometers (ECRI) | Hillrom Co Inc (ECRI) | CE0297 | CE0297 | Hillrom Co Inc (ECRI) | 230403161420 | Active | HQ
MPW0291 | Footswitch | Footswitches (ECRI) | Midmark Corp (ECRI) | Ritter | Ritter | Midmark Corp (ECRI) | Not Available | Active | HQ
MPW0292 | Footswitch | Footswitches (ECRI) | Midmark Corp (ECRI) | Ritter | Ritter | Midmark Corp (ECRI) | Not Available | Active | HQ
MPW0293 | Chair, Examination/Treatment | Chairs, Examination/Treatment (ECRI) | Midmark Corp (ECRI) | 224-002 | 224-002 | Midmark Corp (ECRI) | V2144042 | Active | HQ
MPW0294 | Sphygmomanometer | Sphygmomanometers (ECRI) | Welch Allyn Inc (ECRI) | CE0297 | CE0297 | Welch Allyn Inc (ECRI) | 190212065665 | Active | HQ
MPW0295 | GS Integrated Wall System | Ophthalmoscope/Otoscopes (ECRI) | Welch Allyn Inc (ECRI) | 408282 | Green Series 777 | Welch Allyn Inc (ECRI) | Not Available | Active | HQ
MPW0296 | Thermometer, Electronic | Thermometers, Electronic (ECRI) | Welch Allyn Inc (ECRI) | 690 | SureTemp Plus | Welch Allyn Inc (ECRI) | 19147254 | Active | HQ
MPW0297 | Footswitch | Footswitches (ECRI) | Midmark Corp (ECRI) | Ritter | Ritter | Midmark Corp (ECRI) | Not Available | Active | HQ
MPW0298 | Light, Examination | Lights, Examination (ECRI) | STERIS Corp (ECRI) | HexaLux | HexaLux | STERIS Corp (ECRI) | 129432 | Active | HQ
MPW0299 | Scale, Floor | Scales, Floor (ECRI) | Seca NA (ECRI) | 769 | 769 | Seca NA (ECRI) | 10000001095424 | Active | HQ
MPW0300 | Sphygmomanometer | Sphygmomanometers (ECRI) | Hillrom Co Inc (ECRI) | CE0297 | CE0297 | Hillrom Co Inc (ECRI) | 230403162130 | Active | HQ
MPW0303 | Sphygmomanometer | Sphygmomanometers (ECRI) | Welch Allyn Inc (ECRI) | Tycos | Tycos | Welch Allyn Inc (ECRI) | Not Available | Active | HQ
MPW0304 | GS Integrated Wall System | Ophthalmoscope/Otoscope/Vital Signs Measuring Systems (ECRI) | Welch Allyn Inc (ECRI) | 767 Series | 767 Series | Welch Allyn Inc (ECRI) | Not Available | Active | HQ
MPW0307 | Chair, Examination/Treatment | Chairs, Examination/Treatment (ECRI) | Midmark Corp (ECRI) | 230-001 | 230-001 | Midmark Corp (ECRI) | V2319099 | Active | HQ
MPW0308 | Footswitches | Footswitches (ECRI) | Midmark Corp (ECRI) | Not Available | Not Available | Midmark Corp (ECRI) | Not Available | Active | HQ
MPW0309 | Sphygmomanometer | Sphygmomanometers (ECRI) | Welch Allyn Inc (ECRI) | CE0297 | CE0297 | Welch Allyn Inc (ECRI) | 200907163095 | Active | HQ
MPW0310 | GS Integrated Wall System | Ophthalmoscope/Otoscopes (ECRI) | Welch Allyn Inc (ECRI) | 408282 | Green Series 777 | Welch Allyn Inc (ECRI) | Not Available | Active | HQ
MPW0311 | Thermometer, Electronic | Thermometers, Electronic (ECRI) | Welch Allyn Inc (ECRI) | 690 | SureTemp Plus | Welch Allyn Inc (ECRI) | Not Available | Active | HQ
MPW0312 | GS Integrated Wall System | Ophthalmoscope/Otoscope/Vital Signs Measuring Systems (ECRI) | Henry Schein Inc (ECRI) | SM2WAS-HS | Green Series 777 | Henry Schein Inc (ECRI) | Not Available | Active | HQ
MPW0313 | Scale, Floor | Scales, Floor (ECRI) | Seca NA (ECRI) | 769 | 769 | Seca NA (ECRI) | 10000001095422 | Active | HQ
MPW0314 | Sphygmomanometer | Sphygmomanometers (ECRI) | Welch Allyn Inc (ECRI) | CE0297 | CE0297 | Welch Allyn Inc (ECRI) | 230404135100 | Active | HQ
MPW0315 | GS Integrated Wall System | Otoscopes (ECRI) | Hillrom Co Inc (ECRI) | 408282 | Green Series 777 | Hillrom Co Inc (ECRI) | Not Available | Active | HQ
MPW0316 | Thermometer, Electronic | Thermometers, Electronic (ECRI) | Welch Allyn Inc (ECRI) | 690 | SureTemp Plus | Welch Allyn Inc (ECRI) | Not Available | Active | HQ
MPW0317 | Chair, Examination/Treatment | Chairs, Examination/Treatment (ECRI) | Midmark Corp (ECRI) | 224-002 | 224-002 | Midmark Corp (ECRI) | V2585639 | Active | HQ
MPW0318 | Footswitches | Footswitches (ECRI) | Midmark Corp (ECRI) | Not Available | Not Available | Midmark Corp (ECRI) | Not Available | Active | HQ
MPW0319 | Scale, Floor | Scales, Floor (ECRI) | Seca NA (ECRI) | 769 | 769 | Seca NA (ECRI) | 10000001095417 | Active | HQ
MPW0320 | Sphygmomanometer | Sphygmomanometers (ECRI) | Welch Allyn Inc (ECRI) | CE0297 | CE0297 | Welch Allyn Inc (ECRI) | 230403162630 | Active | HQ
MPW0321 | GS Integrated Wall System | Ophthalmoscope/Otoscopes (ECRI) | Welch Allyn Inc (ECRI) | 408282 | Green Series 777 | Welch Allyn Inc (ECRI) | Not Available | Active | HQ
MPW0322 | Thermometer, Electronic | Thermometers, Electronic (ECRI) | Welch Allyn Inc (ECRI) | 690 | SureTemp Plus | Welch Allyn Inc (ECRI) | Not Available | Active | HQ
MPW0323 | Chair, Examination/Treatment | Chairs, Examination/Treatment (ECRI) | Midmark Corp (ECRI) | 224-002 | 224-002 | Midmark Corp (ECRI) | V2585626 | Active | HQ
MPW0324 | Footswitches | Footswitches (ECRI) | Midmark Corp (ECRI) | Not Available | Not Available | Midmark Corp (ECRI) | Not Available | Active | HQ
MPW0325 | Sphygmomanometer | Sphygmomanometers (ECRI) | Welch Allyn Inc (ECRI) | CE0297 | CE0297 | Welch Allyn Inc (ECRI) | 190212064895 | Active | HQ
MPW0326 | Chair, Examination/Treatment | Chairs, Examination/Treatment (ECRI) | Midmark Corp (ECRI) | 224-001 | 224-001 | Midmark Corp (ECRI) | V2148182 | Active | HQ
MPW0327 | Footswitches | Footswitches (ECRI) | Midmark Corp (ECRI) | Not Available | Not Available | Midmark Corp (ECRI) | Not Available | Active | HQ
MPW0328 | GS Integrated Wall System | Ophthalmoscope/Otoscopes (ECRI) | Welch Allyn Inc (ECRI) | 408282 | Green Series 777 | Welch Allyn Inc (ECRI) | Not Available | Active | HQ
MPW0329 | Electromyograph | Electromyographs (ECRI) | Natus Medical Inc (ECRI) | UltraPro S100 | UltraPro S100 | Natus Medical Inc (ECRI) | 35616 | Active | HQ
MPW0330 | Electric Signal Amplifier | Electric Signal Amplifiers (ECRI) | Natus Medical Inc (ECRI) | 9033C0731 | 9033C0731 | Natus Medical Inc (ECRI) | 2013-2256 | Active | HQ
MPW0331 | Chair, Examination/Treatment | Chairs, Examination/Treatment (ECRI) | Midmark Corp (ECRI) | 224-002 | 224-002 | Midmark Corp (ECRI) | V2164332 | Active | HQ
MPW0332 | Footswitches | Footswitches (ECRI) | Midmark Corp (ECRI) | Not Available | Not Available | Midmark Corp (ECRI) | Not Available | Active | HQ
MPW0333 | Sphygmomanometer | Sphygmomanometers (ECRI) | Welch Allyn Inc (ECRI) | CE0297 | CE0297 | Welch Allyn Inc (ECRI) | 190822090085 | Active | HQ
MPW0334 | GS Integrated Wall System | Ophthalmoscope/Otoscopes (ECRI) | Welch Allyn Inc (ECRI) | 408282 | Green Series 777 | Welch Allyn Inc (ECRI) | Not Available | Active | HQ
MPW0335 | Thermometer, Electronic | Thermometers, Electronic (ECRI) | Welch Allyn Inc (ECRI) | 690 | SureTemp Plus | Welch Allyn Inc (ECRI) | 19306192 | Active | HQ
MPW0336 | Sphygmomanometer | Sphygmomanometers (ECRI) | Welch Allyn Inc (ECRI) | CE0297 | CE0297 | Welch Allyn Inc (ECRI) | Not Available | Active | HQ
MPW0337 | Scale, Floor | Scales, Floor (ECRI) | Seca NA (ECRI) | 769 | 769 | Seca NA (ECRI) | 5769002195331 | Active | HQ
MPW0338 | Table, Examination/Treatment | Tables, Examination/Treatment (ECRI) | Midmark Corp (ECRI) | 204-011 | 204-011 | Midmark Corp (ECRI) | V2643968 | Active | HQ
MPW0339 | Non-Contact Thermometer | Thermometers (ECRI) | Shenzhen Dongdixin Ltd (ECRI) | TH5001N | CareTalk | Shenzhen Dongdixin Ltd (ECRI) | Not Available | Active | HQ
MPW0340 | Monitor, Blood Pressure | Monitors, Blood Pressure (ECRI) | Welch Allyn Inc (ECRI) | ProBP 3400 | ProBP 3400 | Welch Allyn Inc (ECRI) | 100049382422 | Active | HQ
MPW0341 | Thermometer, Electronic | Thermometers, Electronic (ECRI) | Welch Allyn Inc (ECRI) | 690 | SureTemp Plus | Welch Allyn Inc (ECRI) | 13420156 | Active | HQ
MPW0342 | Table, Examination/Treatment | Tables, Examination/Treatment (ECRI) | Midmark Corp (ECRI) | 204-011 | 204-011 | Midmark Corp (ECRI) | V2644000 | Active | HQ
MPW0343 | Table, Examination/Treatment | Tables, Examination/Treatment (ECRI) | Midmark Corp (ECRI) | 204-011 | 204-011 | Midmark Corp (ECRI) | V2643911 | Active | HQ
MPW0344 | Table, Examination/Treatment | Tables, Examination/Treatment (ECRI) | Midmark Corp (ECRI) | 204-011 | 204-011 | Midmark Corp (ECRI) | V2643992 | Active | HQ
MPW0345 | Monitor, Blood Pressure | Monitors, Blood Pressure (ECRI) | Welch Allyn Inc (ECRI) | ProBP 3400 | ProBP 3400 | Welch Allyn Inc (ECRI) | 100049182224 | Active | HQ
MPW0346 | Thermometer, Infrared | Thermometers, Electronic, Infrared (ECRI) | MedSource Labs (ECRI) | MS-131001 | MS-131001 | MedSource Labs (ECRI) | M02200543201 | Active | HQ
MPW0347 | Monitor, Blood Pressure | Monitors, Blood Pressure (ECRI) | Welch Allyn Inc (ECRI) | ProBP 3400 | ProBP 3400 | Welch Allyn Inc (ECRI) | 100049232422 | Active | HQ
MPW0348 | Chair, Examination/Treatment | Chairs, Examination/Treatment (ECRI) | Midmark Corp (ECRI) | 230-001 | 230-001 | Midmark Corp (ECRI) | V2643319 | Active | HQ
MPW0349 | Light, Examination | Lights, Examination (ECRI) | Midmark Corp (ECRI) | 255-005 | 255-005 | Midmark Corp (ECRI) | V2559788 | Active | HQ
MPW0350 | Electrosurgical Unit | Electrosurgical Units, Monopolar/Bipolar (ECRI) | CONMED Corp (ECRI) | Hyfrecator 2000 | Hyfrecator 2000 | CONMED Corp (ECRI) | Not Available | Active | HQ
MPW0351 | Footswitches | Footswitches (ECRI) | Midmark Corp (ECRI) | Not Available | Not Available | Midmark Corp (ECRI) | Not Available | Active | HQ
MPW0352 | Thermometer, Infrared | Thermometers, Electronic, Infrared (ECRI) | MedSource Labs (ECRI) | MS-131001 | MS-131001 | MedSource Labs (ECRI) | M02200542878 | Active | HQ
MPW0353 | Monitor, Vital Signs | Monitors, Vital Signs (ECRI) | Welch Allyn Inc (ECRI) | 75MT | Connex Spot Monitor | Welch Allyn Inc (ECRI) | 100049260624 | Active | HQ
MPW0354 | Table, Examination/Treatment | Tables, Examination/Treatment (ECRI) | Midmark Corp (ECRI) | 204-011 | 204-011 | Midmark Corp (ECRI) | V2643966 | Active | HQ
MPW0355 | Thermometer, Infrared | Thermometers, Electronic, Infrared (ECRI) | MedSource Labs (ECRI) | MS-131001 | MS-131001 | MedSource Labs (ECRI) | M01200588870 | Active | HQ
MPW0356 | Monitor, Blood Pressure | Monitors, Blood Pressure (ECRI) | Welch Allyn Inc (ECRI) | ProBP 3400 | ProBP 3400 | Welch Allyn Inc (ECRI) | 100049102224 | Active | HQ
MPW0357 | Thermometer, Electronic | Thermometers, Electronic (ECRI) | Welch Allyn Inc (ECRI) | 690 | SureTemp Plus | Welch Allyn Inc (ECRI) | 19234075 | Active | HQ
MPW0358 | Table, Examination/Treatment | Tables, Examination/Treatment (ECRI) | Midmark Corp (ECRI) | 204-011 | 204-011 | Midmark Corp (ECRI) | V2643860 | Active | HQ
MPW0359 | Monitor, Blood Pressure | Monitors, Blood Pressure (ECRI) | Welch Allyn Inc (ECRI) | ProBP 3400 | ProBP 3400 | Welch Allyn Inc (ECRI) | 100049072224 | Active | HQ
MPW0360 | Table, Examination/Treatment | Tables, Examination/Treatment (ECRI) | Midmark Corp (ECRI) | 204-011 | 204-011 | Midmark Corp (ECRI) | V2643857 | Active | HQ
MPW0361 | Thermometer, Infrared | Thermometers, Electronic, Infrared (ECRI) | MedSource Labs (ECRI) | MS-131001 | MS-131001 | MedSource Labs (ECRI) | Not Available | Active | HQ
MPW0362 | Thermometer, Infrared | Thermometers, Electronic, Infrared (ECRI) | MedSource Labs (ECRI) | MS-131001 | MS-131001 | MedSource Labs (ECRI) | M68200571791 | Active | HQ
MPW0363 | Table, Examination/Treatment | Tables, Examination/Treatment (ECRI) | Midmark Corp (ECRI) | 204-011 | 204-011 | Midmark Corp (ECRI) | V2643996 | Active | HQ
MPW0364 | Defibrillator, External, Auto | Defibrillators, External, Auto (ECRI) | ZOLL Medical Corp (ECRI) | AED Plus | AED Plus | ZOLL Medical Corp (ECRI) | X24C798918 | Active | HQ
MPW0365 | Scale, Floor | Scales, Floor (ECRI) | Pelstar (Health-O-Meter)(ECRI) | 1100KL | 1100KL | Pelstar (Health-O-Meter)(ECRI) | 1100E202409062 | Active | HQ
MPW0366 | Thermometer, Infrared | Thermometers, Electronic, Infrared (ECRI) | MedSource Labs (ECRI) | MS-131001 | MS-131001 | MedSource Labs (ECRI) | M02200519600 | Active | HQ
MPW0367 | Monitor, Blood Pressure | Monitors, Blood Pressure (ECRI) | Welch Allyn Inc (ECRI) | ProBP 3400 | ProBP 3400 | Welch Allyn Inc (ECRI) | 100049432224 | Active | HQ
MPW0368 | Table, Examination/Treatment | Tables, Examination/Treatment (ECRI) | Midmark Corp (ECRI) | 204-011 | 204-011 | Midmark Corp (ECRI) | V2643892 | Active | HQ
MPW0369 | Thermometer, Electronic | Thermometers, Electronic (ECRI) | Welch Allyn Inc (ECRI) | 690 | SureTemp Plus | Welch Allyn Inc (ECRI) | 13420342 | Active | HQ
MPW0370 | Sterilizing Unit, Tabletop | Sterilizing Units, Steam, Tabletop (ECRI) | Midmark Corp (ECRI) | M11-042 | M11 UltraClave | Midmark Corp (ECRI) | V2710369 | Active | HQ
MPW0371 | Monitor, Vital Signs | Monitors, Vital Signs (ECRI) | Welch Allyn Inc (ECRI) | 4400 | Spot Vital Signs | Welch Allyn Inc (ECRI) | 100010414921 | Active | HQ
MPW0372 | Thermometer, Infrared | Thermometers, Electronic, Infrared (ECRI) | MedSource Labs (ECRI) | MS-131001 | MS-131001 | MedSource Labs (ECRI) | M02200542870 | Active | HQ
MPW0373 | Table, Examination/Treatment | Tables, Examination/Treatment (ECRI) | Midmark Corp (ECRI) | 204-011 | 204-011 | Midmark Corp (ECRI) | V2643948 | Active | HQ
MPW0374 | Thermometer, Infrared | Thermometers, Electronic, Infrared (ECRI) | MedSource Labs (ECRI) | MS-131001 | MS-131001 | MedSource Labs (ECRI) | M02200549407 | Active | HQ
MPW0375 | Defibrillator, External, Auto | Defibrillators, External, Auto (ECRI) | ZOLL Medical Corp (ECRI) | AED Plus | AED Plus | ZOLL Medical Corp (ECRI) | X13K637701 | Active | HQ
MPW0376 | Table, Examination/Treatment | Tables, Examination/Treatment (ECRI) | Midmark Corp (ECRI) | 204-011 | 204-011 | Midmark Corp (ECRI) | V2643895 | Active | HQ
MPW0377 | Sphygmomanometer | Sphygmomanometers (ECRI) | Welch Allyn Inc (ECRI) | CE0297 | CE0297 | Welch Allyn Inc (ECRI) | 210831135050 | Active | HQ
MPW0378 | Centrifuge, Tabletop | Centrifuges, Tabletop (ECRI) | Drucker Diagnostics (ECRI) | 642E Quest | Horizon 642E Quest | Drucker Diagnostics (ECRI) | 190113D2356 | Active | HQ
MPW0379 | Centrifuge, Tabletop | Centrifuges, Tabletop (ECRI) | Drucker Diagnostics (ECRI) | 642E Quest | Horizon 642E Quest | Drucker Diagnostics (ECRI) | 160113AX121 | Active | HQ
MPW0380 | Centrifuge, Tabletop | Centrifuges, Tabletop (ECRI) | Drucker Diagnostics (ECRI) | 642E Quest | Horizon 642E Quest | Drucker Diagnostics (ECRI) | 150613A1728 | Active | HQ
MPW0382 | Programmer, Pacemaker | Programmers, Pacemaker (ECRI) | Medtronic Inc (ECRI) | 24967 | CareLink SmartSync | Medtronic Inc (ECRI) | SPM018335A | Active | HQ
MPW0383 | Programmer, Pacemaker | Programmers, Pacemaker (ECRI) | Boston Scientific Corp (ECRI) | 3300 | Latitude | Boston Scientific Corp (ECRI) | 16493-002 | Active | HQ
MPW0384 | Scale, Floor | Scales, Floor (ECRI) | Doran Scales Inc (ECRI) | DS7060 | HandRail Scale | Doran Scales Inc (ECRI) | DS23010097 | Active | HQ
MPW0385 | Sphygmomanometer | Sphygmomanometers (ECRI) | Welch Allyn Inc (ECRI) | CE0297 | CE0297 | Welch Allyn Inc (ECRI) | 061117211834 | Active | HQ
MPW0386 | Programmer, Pacemaker | Programmers, Pacemaker (ECRI) | Boston Scientific Corp (ECRI) | 3300 | Latitude | Boston Scientific Corp (ECRI) | 16493-002 | Active | HQ
MPW0387 | Programmer | Data Management Systems, Patient (ECRI) | Medtronic Inc (ECRI) | Vitatron | Vitatron | Medtronic Inc (ECRI) | Not Available | Active | HQ
MPW0388 | Programmer, Pacemaker | Programmers, Pacemaker (ECRI) | Medtronic Inc (ECRI) | 24967 | CareLink SmartSync | Medtronic Inc (ECRI) | Not Available | Active | HQ
MPW0389 | ElectroSurgical Unit | Electrosurgical Units (ECRI) | St Jude Medical Inc (ECRI) | Not Available | Not Available | St Jude Medical Inc (ECRI) | Not Available | Active | HQ
MPW0390 | ElectroSurgical unit | Electrosurgical Units (ECRI) | St Jude Medical Inc (ECRI) | Not Available | Not Available | St Jude Medical Inc (ECRI) | NOt Available | Active | HQ
MPW0391 | Programmer, Pacemaker | Programmers, Pacemaker (ECRI) | Medtronic Inc (ECRI) | 2090 | CareLink | Medtronic Inc (ECRI) | Not Available | Active | HQ
MPW0392 | Programmer, Pacemaker | Programmers, Pacemaker (ECRI) | Medtronic Inc (ECRI) | 24970A | CareLink SmartSync | Medtronic Inc (ECRI) | SPM018306A | Active | HQ
MPW0394 | Programmer, Pacemaker | Programmers, Pacemaker (ECRI) | Boston Scientific Corp (ECRI) | 3300 | Latitude | Medtronic Inc (ECRI) | 16493-002 | Active | HQ
MPW0395 | Programmer, Pacemaker | Programmers, Pacemaker (ECRI) | St Jude Medical Inc (ECRI) | 3650 | 3650 | St Jude Medical Inc (ECRI) | 60002877-003 | Active | HQ
MPW0396 | Programmer, Pacemaker | Programmers, Pacemaker (ECRI) | Medtronic Inc (ECRI) | 2090 | CareLink | Medtronic Inc (ECRI) | PKK205370R | Active | HQ
MPW0397 | Programmer, Pacemaker | Programmers, Pacemaker (ECRI) | Medtronic Inc (ECRI) | 24967 | CareLink SmartSync | Medtronic Inc (ECRI) | SPM018365A | Active | HQ
MPW0398 | Programmer, Pacemaker | Programmers, Pacemaker (ECRI) | Boston Scientific Corp (ECRI) | 3300 | Latitude | Boston Scientific Corp (ECRI) | 16493-002 | Active | HQ
MPW0399 | Hand-Held Doppler | Detectors, Blood Flow, Ultrasonic (ECRI) | McKesson Medical-Surg (ECRI) | 1160 | LUMEON | McKesson Medical-Surg (ECRI) | 06142201 | Active | HQ
MPW0400 | Sphygmomanometer | Sphygmomanometers (ECRI) | Welch Allyn Inc (ECRI) | CE0297 | CE0297 | Welch Allyn Inc (ECRI) | 150701173955 | Active | HQ
MPW0401 | Sphygmomanometer | Sphygmomanometers (ECRI) | Hillrom Co Inc (ECRI) | CE0297 | CE0297 | Hillrom Co Inc (ECRI) | 230404133520 | Active | HQ
MPW0402 | Thermometer, Electronic | Thermometers, Electronic (ECRI) | Welch Allyn Inc (ECRI) | 692 | SureTemp Plus | Welch Allyn Inc (ECRI) | Not Available | Active | HQ
MPW0403 | Scale, Floor | Scales, Floor (ECRI) | Seca NA (ECRI) | 769 | 769 | Seca NA (ECRI) | 10000001095416 | Active | HQ
MPW0404 | Monitor, Vital Signs | Monitors, Vital Signs (ECRI) | Welch Allyn Inc (ECRI) | 42MTB | Spot Vital Signs | Welch Allyn Inc (ECRI) | 201625449 | Active | HQ
MPW0405 | Chair, Examination/Treatment | Chairs, Examination/Treatment (ECRI) | Midmark Corp (ECRI) | 224-002 | 224-002 | Midmark Corp (ECRI) | V2585581 | Active | HQ
MPW0406 | Sphygmomanometer | Sphygmomanometers (ECRI) | Hillrom Co Inc (ECRI) | CE0297 | CE0297 | Hillrom Co Inc (ECRI) | 230403162400 | Active | HQ
MPW0407 | GS Integrated Wall System | Ophthalmoscope/Otoscopes (ECRI) | Welch Allyn Inc (ECRI) | 408282 | Green Series 777 | Welch Allyn Inc (ECRI) | Not Available | Active | HQ
MPW0408 | GS Integrated Wall System | Ophthalmoscope/Otoscopes (ECRI) | Welch Allyn Inc (ECRI) | 408282 | Green Series 777 | Welch Allyn Inc (ECRI) | Not Available | Active | HQ
MPW0409 | Thermometer, Infrared | Thermometers, Electronic, Infrared (ECRI) | MedSource Labs (ECRI) | MS-131001 | MS-131001 | MedSource Labs (ECRI) | M02200544539 | Active | HQ
MPW0410 | Scale, Floor | Scales, Floor (ECRI) | Seca NA (ECRI) | 769 | 769 | Seca NA (ECRI) | 1000000109542 | Active | HQ
MPW0411 | Footswitches | Footswitches (ECRI) | Midmark Corp (ECRI) | Not Available | Not Available | Midmark Corp (ECRI) | Not Available | Active | HQ
MPW0412 | Chair, Examination/Treatment | Chairs, Examination/Treatment (ECRI) | Midmark Corp (ECRI) | 224-002 | 224-002 | Midmark Corp (ECRI) | V2585662 | Active | HQ
MPW0413 | GS Integrated Wall System | Ophthalmoscope/Otoscopes (ECRI) | Welch Allyn Inc (ECRI) | 408282 | Green Series 777 | Welch Allyn Inc (ECRI) | Not Available | Active | HQ
MPW0414 | Sphygmomanometer | Sphygmomanometers (ECRI) | Hillrom Co Inc (ECRI) | CE0297 | CE0297 | Hillrom Co Inc (ECRI) | 230104134500 | Active | HQ
MPW0415 | Thermometer, Electronic | Thermometers, Electronic (ECRI) | Welch Allyn Inc (ECRI) | 692 | SureTemp Plus | Welch Allyn Inc (ECRI) | Not Available | Active | HQ
MPW0416 | Scale, Floor | Scales, Floor (ECRI) | Seca NA (ECRI) | 769 | 769 | Seca NA (ECRI) | 10000001095419 | Active | HQ
MPW0417 | Chair, Examination/Treatment | Chairs, Examination/Treatment (ECRI) | Midmark Corp (ECRI) | 224-002 | 224-002 | Midmark Corp (ECRI) | V2585573 | Active | HQ
MPW0418 | Footswitches | Footswitches (ECRI) | Midmark Corp (ECRI) | Not Available | Not Available | Midmark Corp (ECRI) | Not Available | Active | HQ
MPW0419 | GS Integrated Wall System | Ophthalmoscope/Otoscopes (ECRI) | Welch Allyn Inc (ECRI) | 408282 | Green Series 777 | Welch Allyn Inc (ECRI) | Not Available | Active | HQ
MPW0420 | Sphygmomanometer | Sphygmomanometers (ECRI) | Hillrom Co Inc (ECRI) | CE0297 | CE0297 | Hillrom Co Inc (ECRI) | 230403161640 | Active | HQ
MPW0421 | Thermometer, Electronic | Thermometers, Electronic (ECRI) | Welch Allyn Inc (ECRI) | 692 | SureTemp Plus | Welch Allyn Inc (ECRI) | Not Available | Active | HQ
MPW0422 | Defibrillator, External, Auto | Defibrillators, External, Auto (ECRI) | ZOLL Medical Corp (ECRI) | AED Plus | AED Plus | ZOLL Medical Corp (ECRI) | X23H671615 | Active | HQ
MPW0423 | Scale, Floor | Scales, Floor (ECRI) | Seca NA (ECRI) | 769 | 769 | Seca NA (ECRI) | 5769002195328 | Active | HQ
MPW0424 | Sphygmomanometer | Sphygmomanometers (ECRI) | Welch Allyn Inc (ECRI) | Tycos | Tycos | Welch Allyn Inc (ECRI) | 190212081335 | Active | HQ
MPW0425 | GS Integrated Wall System | Ophthalmoscope/Otoscopes (ECRI) | Welch Allyn Inc (ECRI) | 408282 | Green Series 777 | Welch Allyn Inc (ECRI) | Not Available | Active | HQ
MPW0426 | Chair, Examination/Treatment | Chairs, Examination/Treatment (ECRI) | Midmark Corp (ECRI) | 224-002 | 224-002 | Midmark Corp (ECRI) | V2031843 | Active | HQ
MPW0427 | Footswitches | Footswitches (ECRI) | Midmark Corp (ECRI) | Not Available | Not Available | Midmark Corp (ECRI) | Not Available | Active | HQ
MPW0428 | Thermometer, Electronic | Thermometers, Electronic (ECRI) | Welch Allyn Inc (ECRI) | 690 | SureTemp Plus | Welch Allyn Inc (ECRI) | 19161386 | Active | HQ
MPW0429 | Chair, Examination/Treatment | Chairs, Examination/Treatment (ECRI) | Midmark Corp (ECRI) | 224-002 | 224-002 | Midmark Corp (ECRI) | V2164380 | Active | HQ
MPW0430 | Footswitches | Footswitches (ECRI) | Midmark Corp (ECRI) | Not Available | Not Available | Midmark Corp (ECRI) | Not Available | Active | HQ
MPW0431 | GS Integrated Wall System | Ophthalmoscope/Otoscopes (ECRI) | Welch Allyn Inc (ECRI) | 408282 | Green Series 777 | Welch Allyn Inc (ECRI) | Not Available | Active | HQ
MPW0432 | Sphygmomanometer | Sphygmomanometers (ECRI) | Welch Allyn Inc (ECRI) | Tycos | Tycos | Welch Allyn Inc (ECRI) | 190912064675 | Active | HQ
MPW0433 | Thermometer, Electronic | Thermometers, Electronic (ECRI) | Welch Allyn Inc (ECRI) | 690 | SureTemp Plus | Welch Allyn Inc (ECRI) | 19306032 | Active | HQ
MPW0434 | Bed, Electric (ECRI) | Beds, Electric (ECRI) | Not Available | Not Available | Not Available | Not Available | Not Available | Active | HQ
MPW0435 | Sphygmomanometer | Sphygmomanometers (ECRI) | Welch Allyn Inc (ECRI) | Tycos | Tycos | Welch Allyn Inc (ECRI) | 170201073855 | Active | HQ
MPW0436 | Warmer, Gel | Warmers, Gel (ECRI) | Parker Laboratories Inc (ECRI) | 82-03-A | Thermasonic | Parker Laboratories Inc (ECRI) | 10103L12048T | Active | HQ
MPW0437 | Sphygmomanometer | Sphygmomanometers (ECRI) | Welch Allyn Inc (ECRI) | Tycos | Tycos | Welch Allyn Inc (ECRI) | 170622105665 | Active | HQ
MPW0438 | Detector, Doppler | Detectors, Fetal Heart, Ultrasonic (ECRI) | Huntleigh Healthcare (ECRI) | MD2 | MD2 | Huntleigh Healthcare (ECRI) | Not Available | Active | HQ
MPW0439 | Warmer, Gel | Warmers, Gel (ECRI) | Parker Laboratories Inc (ECRI) | 83-03 | Thermasonic | Parker Laboratories Inc (ECRI) | 054505BI11 | Active | HQ
MPW0440 | Scale, Platform, Electronic | Scales, Platform, Electronic (ECRI) | Scale-Tronix Inc (ECRI) | 5702 | 5702 | Scale-Tronix Inc (ECRI) | 5702-143 | Active | HQ
MPW0441 | Sphygmomanometer | Sphygmomanometers (ECRI) | Welch Allyn Inc (ECRI) | Tycos | Tycos | Welch Allyn Inc (ECRI) | 051230004804 | Active | HQ
MPW0442 | Suction Unit | Suction Units (ECRI) | SSCOR Inc (ECRI) | 2314B | 2314B | SSCOR Inc (ECRI) | N10473 | Active | HQ
MPW0443 | Defibrillator | Defibrillators (ECRI) | Physio-Control Inc (ECRI) | LIFEPAK 20e | LIFEPAK 20e | Physio-Control Inc (ECRI) | 44414076 | Active | HQ
MPW0444 | Exerciser, Treadmill | Exercisers, Treadmills (ECRI) | GE Healthcare (ECRI) | T2100 | T2100 | GE Healthcare (ECRI) | GEDC-5955 | Active | HQ
MPW0446 | Sphygmomanometer | Sphygmomanometers (ECRI) | Welch Allyn Inc (ECRI) | Tycos | Tycos | Welch Allyn Inc (ECRI) | 200102160915 | Active | HQ
MPW0447 | Sphygmomanometer | Sphygmomanometers (ECRI) | Welch Allyn Inc (ECRI) | Tycos | Tycos | Welch Allyn Inc (ECRI) | 151218223795 | Active | HQ
MPW0448 | Thermometer, Electronic | Thermometers, Electronic (ECRI) | Welch Allyn Inc (ECRI) | 690 | SureTemp Plus | Welch Allyn Inc (ECRI) | 20271015 | Active | HQ
MPW0449 | Sphygmomanometer, Aneroid | Sphygmomanometers, Aneroid (ECRI) | Henry Schein Inc (ECRI) | CE0473 | CE0473 | Henry Schein Inc (ECRI) | Not Available | Active | HQ
MPW0450 | Sphygmomanometer | Sphygmomanometers (ECRI) | Welch Allyn Inc (ECRI) | Tycos | Tycos | Welch Allyn Inc (ECRI) | 151218224555 | Active | HQ
MPW0451 | Electrocardiograph | Electrocardiographs, Multichannel (ECRI) | GE Healthcare (ECRI) | MAC 5000 | MAC 5000 | GE Healthcare (ECRI) | SCD06334671PA | Active | HQ
MPW0452 | Sphygmomanometer | Sphygmomanometers (ECRI) | Welch Allyn Inc (ECRI) | Tycos | Tycos | Welch Allyn Inc (ECRI) | 0206192251 | Active | HQ
MPW0453 | Scale, Floor | Scales, Floor (ECRI) | Tanita Corp (ECRI) | BWB-800 | BWB-800 | Tanita Corp (ECRI) | 01110030 | Active | HQ
MPW0455 | Sphygmomanometer, Aneroid | Sphygmomanometers, Aneroid (ECRI) | Henry Schein Inc (ECRI) | CE0473 | CE0473 | Henry Schein Inc (ECRI) | Not Available | Active | HQ
MPW0456 | Scale, Floor | Scales, Floor (ECRI) | Doran Scales Inc (ECRI) | DS7060 | HandRail Scale | Doran Scales Inc (ECRI) | DS23050001135 | Active | HQ
MPW0457 | Sphygmomanometer | Sphygmomanometers (ECRI) | Welch Allyn Inc (ECRI) | Tycos | Tycos | Welch Allyn Inc (ECRI) | 0307030755 | Active | HQ
MPW0458 | Electrocardiograph Unit | Electrocardiographs, Multichannel (ECRI) | Welch Allyn Inc (ECRI) | ELI 280 | ELI 280 | Welch Allyn Inc (ECRI) | 114350227198 | Active | HQ
MPW0459 | Module, Electrocardiograph | Modules, Electrocardiographs (ECRI) | Welch Allyn Inc (ECRI) | WAM | EKG WAM | Welch Allyn Inc (ECRI) | 121200001130 | Active | HQ
MPW0460 | Electrocardiograph Unit | Electrocardiographs, Multichannel (ECRI) | Welch Allyn Inc (ECRI) | ELI 280 | ELI 280 | BURDICK CORP DIV SIEMENS CORP | 113440181214 | Active | HQ
MPW0461 | Module, Electrocardiograph | Modules, Electrocardiographs (ECRI) | Welch Allyn Inc (ECRI) | WAM | EKG WAM | Welch Allyn Inc (ECRI) | 114280221015 | Active | HQ
MPW0462 | Scale, Floor | Scales, Floor (ECRI) | Detecto Scale Co (ECRI) | MV1 | MedVue | Detecto Scale Co (ECRI) | E06717-0202 | Active | HQ
MPW0463 | Centrifuge, Tabletop | Centrifuges, Tabletop (ECRI) | Drucker Diagnostics (ECRI) | 642E Quest | Horizon 642E Quest | Drucker Diagnostics (ECRI) | 180613DH751 | Active | HQ
MPW0464 | Chair, Examination/Treatment | Chairs, Examination/Treatment (ECRI) | Midmark Corp (ECRI) | 224-002 | 224-002 | Midmark Corp (ECRI) | V1986018 | Active | HQ
MPW0465 | Footswitches | Footswitches (ECRI) | Midmark Corp (ECRI) | Not Available | Not Available | Midmark Corp (ECRI) | Not Available | Active | HQ
MPW0466 | Light, Examination | Lights, Examination (ECRI) | STERIS Corp (ECRI) | Not Available | Not Available | STERIS Corp (ECRI) | 11034110109914 | Active | HQ
MPW0468 | Chair, Examination/Treatment | Chairs, Examination/Treatment (ECRI) | Midmark Corp (ECRI) | 224-002 | 224-002 | Midmark Corp (ECRI) | V1986745 | Active | HQ
MPW0469 | Footswitches | Footswitches (ECRI) | Midmark Corp (ECRI) | Not Available | Not Available | Midmark Corp (ECRI) | Not Available | Active | HQ
MPW0470 | GS Integrated Wall System | Ophthalmoscope/Otoscopes (ECRI) | Welch Allyn Inc (ECRI) | 408282 | Green Series 777 | Welch Allyn Inc (ECRI) | Not Available | Active | HQ
MPW0471 | Thermometer, Electronic | Thermometers, Electronic (ECRI) | Welch Allyn Inc (ECRI) | 690 | SureTemp Plus | Welch Allyn Inc (ECRI) | 17507456 | Active | HQ
MPW0472 | Sphygmomanometer | Sphygmomanometers (ECRI) | Welch Allyn Inc (ECRI) | Tycos | Tycos | Welch Allyn Inc (ECRI) | 171221151325 | Active | HQ
MPW0473 | Chair, Examination/Treatment | Chairs, Examination/Treatment (ECRI) | Midmark Corp (ECRI) | 224-001 | 224-001 | Midmark Corp (ECRI) | V1947399 | Active | HQ
MPW0474 | Thermometer, Electronic | Thermometers, Electronic (ECRI) | Welch Allyn Inc (ECRI) | 690 | SureTemp Plus | Welch Allyn Inc (ECRI) | 19293241 | Active | HQ
MPW0475 | GS Integrated Wall System | Ophthalmoscope/Otoscopes (ECRI) | Welch Allyn Inc (ECRI) | 408282 | Green Series 777 | Welch Allyn Inc (ECRI) | Not Available | Active | HQ
MPW0476 | Sphygmomanometer | Sphygmomanometers (ECRI) | Welch Allyn Inc (ECRI) | Tycos | Tycos | Welch Allyn Inc (ECRI) | 171222110905 | Active | HQ
MPW0477 | Monitor, Vital Signs | Monitors, Vital Signs (ECRI) | Welch Allyn Inc (ECRI) | 73WT | Connex Spot Monitor | Welch Allyn Inc (ECRI) | 100042820818 | Active | HQ
MPW0478 | Thermometer | Thermometers (ECRI) | Hetaida Technology (ECRI) | Not Available | Not Available | Hetaida Technology (ECRI) | Not Available | Active | HQ
MPW0479 | Monitor, Blood Pressure | Monitors, Blood Pressure (ECRI) | Welch Allyn Inc (ECRI) | ProBP 3400 | ProBP 3400 | Welch Allyn Inc (ECRI) | 100063092321 | Active | HQ
MPW0480 | Chair, Examination/Treatment | Chairs, Examination/Treatment (ECRI) | Midmark Corp (ECRI) | 224-001 | 224-001 | Midmark Corp (ECRI) | V1948229 | Active | HQ
MPW0481 | GS Integrated Wall System | Ophthalmoscope/Otoscopes (ECRI) | Welch Allyn Inc (ECRI) | 408282 | Green Series 777 | Welch Allyn Inc (ECRI) | Not Available | Active | HQ
MPW0482 | Sphygmomanometer | Sphygmomanometers (ECRI) | Welch Allyn Inc (ECRI) | Tycos | Tycos | Welch Allyn Inc (ECRI) | 171221144505 | Active | HQ
MPW0483 | Thermometer, Electronic | Thermometers, Electronic (ECRI) | Welch Allyn Inc (ECRI) | 690 | SureTemp Plus | Welch Allyn Inc (ECRI) | 17509663 | Active | HQ
MPW0484 | Defibrillator, External, Auto | Defibrillators, External, Auto (ECRI) | ZOLL Medical Corp (ECRI) | AED Plus | AED Plus | ZOLL Medical Corp (ECRI) | X17H948998 | Active | HQ
MPW0485 | Monitor, Fetal | Monitors, Fetal (ECRI) | GE Healthcare (ECRI) | Corometrics 172 | Corometrics 172 | GE Healthcare (ECRI) | SNV16496574PAS | Active | HQ
MPW0486 | Sphygmomanometer | Sphygmomanometers (ECRI) | Welch Allyn Inc (ECRI) | Tycos | Tycos | Welch Allyn Inc (ECRI) | 091019104702 | Active | HQ
MPW0487 | GS Integrated Wall System | Ophthalmoscope/Otoscope/Vital Signs Measuring Systems (ECRI) | Welch Allyn Inc (ECRI) | 767 Series | 767 Series | Welch Allyn Inc (ECRI) | Not Available | Active | HQ
MPW0488 | Thermometer, Electronic | Thermometers, Electronic (ECRI) | Welch Allyn Inc (ECRI) | 690 | SureTemp Plus | Welch Allyn Inc (ECRI) | 09443763 | Active | HQ
MPW0489 | Light, Examination | Lights, Examination (ECRI) | Welch Allyn Inc (ECRI) | 444XX | Green Series 300 | Welch Allyn Inc (ECRI) | Not Available | Active | HQ
MPW0490 | Table, Examination/Treatment | Tables, Examination/Treatment (ECRI) | Midmark Corp (ECRI) | 204 | 204 | Midmark Corp (ECRI) | KE004954 | Active | HQ
MPW0491 | Table, Examination/Treatment | Tables, Examination/Treatment (ECRI) | Midmark Corp (ECRI) | 204-012 | 204-012 | Midmark Corp (ECRI) | V2668013 | Active | HQ
MPW0492 | Sphygmomanometer | Sphygmomanometers (ECRI) | Welch Allyn Inc (ECRI) | Tycos | Tycos | Welch Allyn Inc (ECRI) | 091019104933 | Active | HQ
MPW0493 | GS Integrated Wall System | Ophthalmoscope/Otoscope/Vital Signs Measuring Systems (ECRI) | Welch Allyn Inc (ECRI) | 767 Series | 767 Series | Welch Allyn Inc (ECRI) | Not Available | Active | HQ
MPW0494 | Thermometer, Electronic | Thermometers, Electronic (ECRI) | Welch Allyn Inc (ECRI) | 690 | SureTemp Plus | Welch Allyn Inc (ECRI) | 09450542 | Active | HQ
MPW0495 | Light, Examination | Lights, Examination (ECRI) | Midmark Corp (ECRI) | 253-012 | 253-012 | Midmark Corp (ECRI) | V2669783 | Active | HQ
MPW0496 | Microscope, Laboratory | Microscopes, Laboratory (ECRI) | Seiler Instrument (ECRI) | SeilerScope | SeilerScope | Seiler Instrument (ECRI) | 1309784 | Active | HQ
MPW0497 | Table, Examination/Treatment | Tables, Examination/Treatment, Adjustable (ECRI) | Midmark Corp (ECRI) | 204-002 | 204-002 | Midmark Corp (ECRI) | V641080 | Active | HQ
MPW0498 | Light, Examination | Lights, Examination (ECRI) | Welch Allyn Inc (ECRI) | 444XX | Green Series 300 | Welch Allyn Inc (ECRI) | Not Available | Active | HQ
MPW0499 | Sphygmomanometer | Sphygmomanometers (ECRI) | Welch Allyn Inc (ECRI) | Tycos | Tycos | Welch Allyn Inc (ECRI) | 091019105326 | Active | HQ
MPW0500 | GS Integrated Wall System | Ophthalmoscope/Otoscope/Vital Signs Measuring Systems (ECRI) | Welch Allyn Inc (ECRI) | 767 Series | 767 Series | Welch Allyn Inc (ECRI) | Not Available | Active | HQ
MPW0501 | GS Integrated Wall System | Otoscopes (ECRI) | Hillrom Co Inc (ECRI) | 408282 | Green Series 777 | Hillrom Co Inc (ECRI) | Not Available | Active | HQ
MPW0502 | Thermometer, Electronic | Thermometers, Electronic (ECRI) | Welch Allyn Inc (ECRI) | 692 | SureTemp Plus | Welch Allyn Inc (ECRI) | Not Available | Active | HQ
MPW0503 | Footswitch | Footswitches (ECRI) | Midmark Corp (ECRI) | Ritter | Ritter | Midmark Corp (ECRI) | Not Available | Active | HQ
MPW0504 | Chair, Examination/Treatment | Chairs, Examination/Treatment (ECRI) | Midmark Corp (ECRI) | 224-002 | 224-002 | Midmark Corp (ECRI) | V2585588 | Active | HQ
MPW0505 | Doppler, Blood Flow | Detectors, Blood Flow, Ultrasonic (ECRI) | Cooper Surgical Inc (ECRI) | L250 | LifeDop L250 | Cooper Surgical Inc (ECRI) | 240916-085768 | Active | HQ
MPW0506 | Scale, Floor | Scales, Floor (ECRI) | Doran Scales Inc (ECRI) | DS7060 | HandRail Scale | Doran Scales Inc (ECRI) | DS23010099 | Active | HQ
MPW0507 | Module, Electrocardiograph | Modules, Electrocardiographs (ECRI) | Welch Allyn Inc (ECRI) | WAM | EKG WAM | Welch Allyn Inc (ECRI) | 119360000417 | Active | HQ
MPW0508 | Electrocardiograph Unit | Electrocardiographs, Multichannel (ECRI) | Welch Allyn Inc (ECRI) | ELI 380 | ELI 380 | Welch Allyn Inc (ECRI) | 124250000667 | Active | HQ
MPW0509 | Module, Electrocardiograph | Modules, Electrocardiographs (ECRI) | Welch Allyn Inc (ECRI) | AM12 | AM12 | Welch Allyn Inc (ECRI) | 124240000343 | Active | HQ
MPW0510 | Electrocardiograph Unit | Electrocardiographs, Multichannel (ECRI) | Welch Allyn Inc (ECRI) | ELI 280 | ELI 280 | Welch Allyn Inc (ECRI) | 114350227193 | Active | HQ
MPW0511 | Module, Electrocardiograph | Modules, Electrocardiographs (ECRI) | Welch Allyn Inc (ECRI) | AM12 | AM12 | Welch Allyn Inc (ECRI) | 124240000335 | Active | HQ
MPW0512 | Electrocardiograph Unit | Electrocardiographs, Multichannel (ECRI) | Welch Allyn Inc (ECRI) | ELI 280 | ELI 280 | Welch Allyn Inc (ECRI) | 114350227-187 | Active | HQ
MPW0513 | Module, Electrocardiograph | Modules, Electrocardiographs (ECRI) | Welch Allyn Inc (ECRI) | AM12 | AM12 | Welch Allyn Inc (ECRI) | 124120000105 | Active | HQ
MPW0514 | Scale, Floor | Scales, Floor (ECRI) | Doran Scales Inc (ECRI) | DS7060 | HandRail Scale | Doran Scales Inc (ECRI) | DS23010031 | Active | HQ
MPW0515 | Otoscope | Otoscopes (ECRI) | Heine USA Ltd (ECRI) | EN-100-1 | EN-100-1 | Heine USA Ltd (ECRI) | Not Available | Active | HQ
MPW0516 | Sphygmomanometer | Sphygmomanometers (ECRI) | Welch Allyn Inc (ECRI) | CE0050 | CE0050 | Welch Allyn Inc (ECRI) | 060412170618 | Active | HQ
MPW0517 | Sphygmomanometer | Sphygmomanometers (ECRI) | Welch Allyn Inc (ECRI) | CE0050 | CE0050 | Welch Allyn Inc (ECRI) | 60412185709 | Active | HQ
MPW0521 | Electrocardiograph Unit | Electrocardiographs, Multichannel (ECRI) | Welch Allyn Inc (ECRI) | ELI 380 | ELI 380 | Welch Allyn Inc (ECRI) | 124250000666 | Active | HQ
MPW0522 | Module, Electrocardiograph | Modules, Electrocardiographs (ECRI) | Welch Allyn Inc (ECRI) | AM12 | AM12 | Welch Allyn Inc (ECRI) | 124240000030 | Active | HQ
MPW0524 | Electrocardiograph Unit | Electrocardiographs, Multichannel (ECRI) | Welch Allyn Inc (ECRI) | ELI 280 | ELI 280 | BURDICK CORP DIV SIEMENS CORP | 114350227-186 | Active | HQ
MPW0525 | Module, Electrocardiograph | Modules, Electrocardiographs (ECRI) | Welch Allyn Inc (ECRI) | WAM | EKG WAM | Mortara Instrument Inc | 114310222905 | Active | HQ
MPW0529 | Electrocardiograph Unit | Electrocardiographs, Multichannel (ECRI) | Welch Allyn Inc (ECRI) | ELI 380 | ELI 380 | Welch Allyn Inc (ECRI) | 124250000669 | Active | HQ
MPW0530 | Module, Electrocardiograph | Modules, Electrocardiographs (ECRI) | Welch Allyn Inc (ECRI) | AM12 | AM12 | Welch Allyn Inc (ECRI) | 124240000345 | Active | HQ
MPW0533 | Electrocardiograph Unit | Electrocardiographs, Multichannel (ECRI) | Welch Allyn Inc (ECRI) | ELI 380 | ELI 380 | Welch Allyn Inc (ECRI) | 124250000665 | Active | HQ
MPW0534 | Module, Electrocardiograph | Modules, Electrocardiographs (ECRI) | Welch Allyn Inc (ECRI) | AM12 | AM12 | Welch Allyn Inc (ECRI) | 124240000332 | Active | HQ
MPW0535 | Electrocardiograph | Electrocardiographs, Multichannel (ECRI) | GE Healthcare (ECRI) | MAC 5000 | MAC 5000 | GE Healthcare (ECRI) | AAY05398914PA | Active | HQ
MPW0536 | Module, Electrocardiographs | Modules, Electrocardiographs (ECRI) | GE Healthcare (ECRI) | CAM-14 | CAM-14 | GE Healthcare (ECRI) | RMF05407199PA | Active | HQ
MPW0538 | Electrocardiograph Unit | Electrocardiographs, Multichannel (ECRI) | Welch Allyn Inc (ECRI) | ELI 380 | ELI 380 | Welch Allyn Inc (ECRI) | 124250000659 | Active | HQ
MPW0539 | Module, Electrocardiograph | Modules, Electrocardiographs (ECRI) | Welch Allyn Inc (ECRI) | AM12 | AM12 | Welch Allyn Inc (ECRI) | 124240000345 | Active | HQ
MPW0540 | Electrocardiograph Unit | Electrocardiographs, Multichannel (ECRI) | Welch Allyn Inc (ECRI) | ELI 380 | ELI 380 | Welch Allyn Inc (ECRI) | 124250000654 | Active | HQ
MPW0541 | Module, Electrocardiograph | Modules, Electrocardiographs (ECRI) | Welch Allyn Inc (ECRI) | AM12 | AM12 | Welch Allyn Inc (ECRI) | 124240000353 | Active | HQ
MPW0550 | Electrocardiograph Unit | Electrocardiographs, Multichannel (ECRI) | Welch Allyn Inc (ECRI) | ELI 380 | ELI 380 | Welch Allyn Inc (ECRI) | 124250000658 | Active | HQ
MPW0551 | Module, Electrocardiograph | Modules, Electrocardiographs (ECRI) | Welch Allyn Inc (ECRI) | AM12 | AM12 | Welch Allyn Inc (ECRI) | 124240000354 | Active | HQ
MPW0561 | Electrocardiograph Unit | Electrocardiographs, Multichannel (ECRI) | Welch Allyn Inc (ECRI) | ELI 280 | ELI 280 | Welch Allyn Inc (ECRI) | 114350227-199 | Active | HQ
MPW0562 | Module, Electrocardiograph | Modules, Electrocardiographs (ECRI) | Welch Allyn Inc (ECRI) | AM12 | AM12 | Mortara Instrument Inc | 113450182356 | Active | HQ
MPW0563 | Sphygmomanometer | Sphygmomanometers (ECRI) | Welch Allyn Inc (ECRI) | CE0050 | CE0050 | Welch Allyn Inc (ECRI) | 0306250710 | Active | HQ
MPW0564 | Sphygmomanometer | Sphygmomanometers (ECRI) | Welch Allyn Inc (ECRI) | CE0050 | CE0050 | Welch Allyn Inc (ECRI) | 060412185812 | Active | HQ
MPW0565 | GS Integrated Wall System | Ophthalmoscope/Otoscope/Vital Signs Measuring Systems (ECRI) | Welch Allyn Inc (ECRI) | 767 Series | 767 Series | Welch Allyn Inc (ECRI) | Not Available | Active | HQ
MPW0566 | Sphygmomanometer | Sphygmomanometers (ECRI) | Welch Allyn Inc (ECRI) | CE0050 | CE0050 | Welch Allyn Inc (ECRI) | 060418220858 | Active | HQ
MPW0567 | Programmer, Pacemaker | Programmers, Pacemaker (ECRI) | Boston Scientific Corp (ECRI) | 3300 | Latitude | Boston Scientific Corp (ECRI) | 16493-002 | Active | HQ
MPW0568 | Sphygmomanometer | Sphygmomanometers (ECRI) | W A Baum Co Inc (ECRI) | Not Available | Not Available | W A Baum Co Inc (ECRI) | 08121555 | Active | HQ
MPW0569 | Electrocardiograph Unit | Electrocardiographs, Multichannel (ECRI) | Welch Allyn Inc (ECRI) | ELI 380 | ELI 380 | Welch Allyn Inc (ECRI) | 124250000652 | Active | HQ
MPW0570 | Module, Electrocardiograph | Modules, Electrocardiographs (ECRI) | Welch Allyn Inc (ECRI) | AM12 | AM12 | Welch Allyn Inc (ECRI) | 124240000352 | Active | HQ
MPW0571 | Sphygmomanometer | Sphygmomanometers (ECRI) | Welch Allyn Inc (ECRI) | CE0297 | CE0297 | Welch Allyn Inc (ECRI) | 061125034115 | Active | HQ
MPW0572 | Home Communicator Device | Information Systems, Data Management, Home Care (ECRI) | Medtronic Inc (ECRI) | 24950 | MyCareLink | Medtronic Inc (ECRI) | YDN003168A | Active | HQ
MPW0573 | Home Communicator Device | Information Systems, Data Management, Home Care (ECRI) | Medtronic Inc (ECRI) | 24950 | MyCareLink | Medtronic Inc (ECRI) | YDM361474A | Active | HQ
MPW0574 | Programmer, Pacemaker | Programmers, Pacemaker (ECRI) | St Jude Medical Inc (ECRI) | 3510 | 3510 | St Jude Medical Inc (ECRI) | 10848 | Active | HQ
MPW0576 | Programmer, Pacemaker | Programmers, Pacemaker (ECRI) | Biotronik Inc (ECRI) | Renamic | RENAMIC | Biotronik Inc (ECRI) | 61723065 | Active | HQ
MPW0577 | Defibrillator | Defibrillators (ECRI) | ZOLL Medical Corp (ECRI) | R Series Plus | R Series Plus | ZOLL Medical Corp (ECRI) | AF21G138993 | Active | HQ
MPW0578 | Lithium Ion Battery | Batteries (ECRI) | ZOLL Medical Corp (ECRI) | 8019-0535-01 | SurePower Battery Pk | ZOLL Medical Corp (ECRI) | AG22CAS4189 | Active | HQ
MPW0579 | Suction Unit | Suction Units (ECRI) | Allied Healthcare Inc (ECRI) | G180 | G180 | Allied Healthcare Inc (ECRI) | 0107 | Active | HQ
MPW0580 | Table, Imaging, Ultrasound | Tables, Imaging, Ultrasound (ECRI) | Medical Positioning Inc (ECRI) | 2284 | VasScan Table Dual | Medical Positioning Inc (ECRI) | 804422 | Active | HQ
MPW0581 | Sphygmomanometer | Sphygmomanometers (ECRI) | Hillrom Co Inc (ECRI) | CE0297 | CE0297 | Hillrom Co Inc (ECRI) | 210831145100 | Active | HQ
MPW0582 | RF Generator | Radiofrequency Therapy Systems, Vein Occlusion (ECRI) | Venclose Inc (ECRI) | VC-RFG-1 | Venclose RF Gen | Venclose Inc (ECRI) | 2021070038 | Active | HQ
MPW0583 | Suction Pump | Pumps, Subcutaneous Infiltration (ECRI) | HK Surgical (ECRI) | KIP-II | Klein Pump | HK Surgical (ECRI) | K21M115395 | Active | HQ
MPW0584 | Warmer, Gel | Warmers, Gel (ECRI) | Parker Laboratories Inc (ECRI) | 83-03 | Thermasonic | Parker Laboratories Inc (ECRI) | 108507CA11 | Active | HQ
MPW0585 | Detector, Fetal Heart, Ultraso | Detectors, Fetal Heart, Ultrasonic (ECRI) | McKesson Medical-Surg (ECRI) | Lumeon Series | Lumeon | McKesson Medical-Surg (ECRI) | 2020030119 | Active | HQ
MPW0586 | Monitor, Blood Pressure | Monitors, Blood Pressure (ECRI) | A&D Medical (ECRI) | UA-651BLE | UA-651BLE | A&D Medical (ECRI) | 5200800776 | Active | HQ
MPW0587 | Warmer, Gel | Warmers, Gel (ECRI) | Parker Laboratories Inc (ECRI) | 83-03 | Thermasonic | Parker Laboratories Inc (ECRI) | 107507CA11 | Active | HQ
MPW0588 | Sphygmomanometer | Sphygmomanometers (ECRI) | Mabis Healthcare Inc (ECRI) | Legacy | Legacy | Mabis Healthcare Inc (ECRI) | 336199 | Active | HQ
MPW0589 | Table, Imaging, Ultrasound | Tables, Imaging, Ultrasound (ECRI) | Biodex Medical Systems (ECRI) | 058-700 | Echo Pro Table | Biodex Medical Systems (ECRI) | 14110399 | Active | HQ
MPW0590 | Hand/Remote Control | Hand/Remote Control (ECRI) | Biodex Medical Systems (ECRI) | Not Available | Not Available | Biodex Medical Systems (ECRI) | Not Available | Active | HQ
MPW0591 | Sphygmomanometer | Sphygmomanometers (ECRI) | A&D Medical (ECRI) | UA-651BLE | UA-651BLE | A&D Medical (ECRI) | 5200800778 | Active | HQ
MPW0592 | Electrocardiograph | Electrocardiographs, Multichannel (ECRI) | GE Healthcare (ECRI) | MAC 5000 | MAC 5000 | GE Healthcare (ECRI) | AAY05408960PA | Active | HQ
MPW0593 | Module, Electrocardiograph | Modules, Electrocardiographs (ECRI) | GE Healthcare (ECRI) | CAM 14 | CAM 14 | GE Healthcare (ECRI) | RMF07018382PA | Active | HQ
MPW0594 | Sphygmomanometer, Aneroid | Sphygmomanometers, Aneroid (ECRI) | Henry Schein Inc (ECRI) | CE0473 | CE0473 | Henry Schein Inc (ECRI) | 9010425 | Active | HQ
MPW0595 | Table, Examination/Treatment | Tables, Examination/Treatment (ECRI) | MedSurface (ECRI) | 32089 | Hi-Lo Table | MedSurface (ECRI) | 037473 | Active | HQ
MPW0596 | Ultrasound Therapy System, Ph | Ultrasound Therapy Systems, Physical Therapy (ECRI) | Dynatronics Corp (ECRI) | D125B | D125B | Dynatronics Corp (ECRI) | US1911012 | Active | HQ
MPW0597 | Sphygmomanometer | Sphygmomanometers (ECRI) | Welch Allyn Inc (ECRI) | CE0297 | CE0297 | Welch Allyn Inc (ECRI) | 191211130125 | Active | HQ
MPW0598 | Ultrasound Therapy System, Phy | Ultrasound Therapy Systems, Physical Therapy (ECRI) | Richmar (ECRI) | CX4 | THERATOUCH | Richmar (ECRI) | SZ19120009000955 | Active | HQ
MPW0599 | Stimulator, Electrical, Neurom | Stimulators, Electrical, Neuromuscular (ECRI) | Prometheus Group (ECRI) | MR-20 | MR-20 | Prometheus Group (ECRI) | 01029273 | Active | HQ
MPW0601 | Thermometer, Electronic | Thermometers, Electronic (ECRI) | Welch Allyn Inc (ECRI) | 690 | SureTemp Plus | Welch Allyn Inc (ECRI) | 09450669 | Active | HQ
MPW0602 | Light, Examination | Lights, Examination (ECRI) | Welch Allyn Inc (ECRI) | GS IV | GS Exam Light IV | Welch Allyn Inc (ECRI) | Not Available | Active | HQ
MPW0603 | Table, Examination/Treatment | Tables, Examination/Treatment (ECRI) | Midmark Corp (ECRI) | 204-001 | 204-001 | Midmark Corp (ECRI) | V890608 | Active | HQ
MPW0604 | Sphygmomanometer | Sphygmomanometers (ECRI) | Welch Allyn Inc (ECRI) | Tycos | Tycos | Welch Allyn Inc (ECRI) | 09016071853 | Active | HQ
MPW0605 | GS Integrated Wall System | Ophthalmoscope/Otoscope/Vital Signs Measuring Systems (ECRI) | Welch Allyn Inc (ECRI) | 767 Series | 767 Series | Welch Allyn Inc (ECRI) | Not Available | Active | HQ
MPW0606 | Thermometer, Electronic | Thermometers, Electronic (ECRI) | Welch Allyn Inc (ECRI) | 690 | SureTemp Plus | Welch Allyn Inc (ECRI) | 09443747 | Active | HQ
MPW0607 | Scale, Floor | Scales, Floor (ECRI) | Detecto Scale Co (ECRI) | 758C | 758C | Detecto Scale Co (ECRI) | E33809-0301 | Active | HQ
MPW0609 | Light, Examination | Lights, Examination (ECRI) | Brewer Co (ECRI) | 15100 | 15100 | Brewer Co (ECRI) | Not Available | Active | HQ
MPW0610 | Scales, Floor | Scales, Floor (ECRI) | Detecto Scale Co (ECRI) | MB130 | MB130 | Detecto Scale Co (ECRI) | C13025737 | Active | HQ
MPW0611 | Light, Examination | Lights, Examination (ECRI) | Welch Allyn Inc (ECRI) | GS IV | GS Exam Light IV | Welch Allyn Inc (ECRI) | Not Available | Active | HQ
MPW0612 | Light, Examination | Lights, Examination (ECRI) | Welch Allyn Inc (ECRI) | 444XX | Green Series 300 | Welch Allyn Inc (ECRI) | Not Available | Active | HQ
MPW0613 | Electrosurgical Unit | Electrosurgical Units, Monopolar (ECRI) | Cooper Surgical Inc (ECRI) | LP-10-120 | LEEP Precision | Cooper Surgical Inc (ECRI) | 2021060013 | Active | HQ
MPW0614 | Chair, Examination/Treatment | Chairs, Examination/Treatment (ECRI) | Midmark Corp (ECRI) | 75 Evolution | 75 Evolution | Midmark Corp (ECRI) | JX005263 | Active | HQ
MPW0615 | Light, Examination | Lights, Examination (ECRI) | STERIS Corp (ECRI) | AMSCO | AMSCO | STERIS Corp (ECRI) | Not Available | Active | HQ
MPW0616 | Colposcope | Colposcopes (ECRI) | Cooper Surgical Inc (ECRI) | 906150T | TriScope Trulight | Cooper Surgical Inc (ECRI) | 0713005 | Active | HQ
MPW0617 | Footswitches | Footswitches (ECRI) | Midmark Corp (ECRI) | Not Available | Not Available | Midmark Corp (ECRI) | JX005263 | Active | HQ
MPW0618 | Sphygmomanometer | Sphygmomanometers (ECRI) | Welch Allyn Inc (ECRI) | Tycos | Tycos | Welch Allyn Inc (ECRI) | 09019105559 | Active | HQ
MPW0619 | Ophthalmoscope/Otoscope | Ophthalmoscope/Otoscopes (ECRI) | Welch Allyn Inc (ECRI) | Not Available | Not Available | Welch Allyn Inc (ECRI) | Not Available | Active | HQ
MPW0620 | Thermometer, Electronic | Thermometers, Electronic (ECRI) | Welch Allyn Inc (ECRI) | 690 | SureTemp Plus | Welch Allyn Inc (ECRI) | 09450667 | Active | HQ
MPW0621 | Light, Examination | Lights, Examination (ECRI) | Welch Allyn Inc (ECRI) | GS IV | GS Exam Light IV | Welch Allyn Inc (ECRI) | Not Available | Active | HQ
MPW0622 | Table, Examination/Treatment | Tables, Examination/Treatment (ECRI) | Midmark Corp (ECRI) | 204-012 | 204-012 | Midmark Corp (ECRI) | V2734408 | Active | HQ
MPW0623 | Monitor, Fetal | Monitors, Fetal (ECRI) | Cooper Surgical Inc (ECRI) | 902300 | Fetal2EMR | Cooper Surgical Inc (ECRI) | 460085-M 17602680061 | Active | HQ
MPW0624 | Thermometer, Electronic | Thermometers, Electronic (ECRI) | Welch Allyn Inc (ECRI) | 690 | SureTemp Plus | Welch Allyn Inc (ECRI) | 09470526 | Active | HQ
MPW0625 | Sphygmomanometer | Sphygmomanometers (ECRI) | Welch Allyn Inc (ECRI) | Tycos | Tycos | Welch Allyn Inc (ECRI) | 091016072300 | Active | HQ
MPW0626 | GS Integrated Wall System | Ophthalmoscope/Otoscope/Vital Signs Measuring Systems (ECRI) | Welch Allyn Inc (ECRI) | 767 Series | 767 Series | Welch Allyn Inc (ECRI) | Not Available | Active | HQ
MPW0627 | Sphygmomanometer | Sphygmomanometers (ECRI) | Welch Allyn Inc (ECRI) | Tycos | Tycos | Welch Allyn Inc (ECRI) | 171222105365 | Active | HQ
MPW0628 | Ophthalmoscope/Otoscope | Ophthalmoscope/Otoscopes (ECRI) | Welch Allyn Inc (ECRI) | Not Available | Not Available | Welch Allyn Inc (ECRI) | Not Available | Active | HQ
MPW0629 | Thermometer, Electronic | Thermometers, Electronic (ECRI) | Welch Allyn Inc (ECRI) | 690 | SureTemp Plus | Welch Allyn Inc (ECRI) | 17509801 | Active | HQ
MPW0630 | Ophthalmoscope/Otoscope | Ophthalmoscope/Otoscopes (ECRI) | Welch Allyn Inc (ECRI) | 901093 | Green Series 777 | Welch Allyn Inc (ECRI) | Not Available | Active | HQ
MPW0631 | Ophthalmoscope/Otoscope | Ophthalmoscope/Otoscopes (ECRI) | Welch Allyn Inc (ECRI) | 901093 | Green Series 777 | Welch Allyn Inc (ECRI) | Not Available | Active | HQ
MPW0632 | Scale, Floor | Scales, Floor (ECRI) | Detecto Scale Co (ECRI) | 758C | 758C | Detecto Scale Co (ECRI) | E19812-0135 | Active | HQ
MPW0633 | Table, Examination/Treatment | Tables, Examination/Treatment (ECRI) | Midmark Corp (ECRI) | 204 | 204 | Midmark Corp (ECRI) | V1760900 | Active | HQ
MPW0634 | Light, Examination | Lights, Examination (ECRI) | Brewer Co (ECRI) | 15100 | 15100 | Brewer Co (ECRI) | BI0012650 | Active | HQ
MPW0635 | Centrifuge, Tabletop | Centrifuges, Tabletop (ECRI) | Drucker Diagnostics (ECRI) | 642E Quest | Horizon 642E Quest | Drucker Diagnostics (ECRI) | 20813IB736 | Active | HQ
MPW0636 | Table, Examination/Treatment | Tables, Examination/Treatment (ECRI) | Midmark Corp (ECRI) | 204-001 | 204-001 | Midmark Corp (ECRI) | V1265618 | Active | HQ
MPW0637 | Light, Examination | Lights, Examination (ECRI) | Brewer Co (ECRI) | 15100 | 15100 | Brewer Co (ECRI) | BI0012649 | Active | HQ
MPW0638 | Sphygmomanometer | Sphygmomanometers (ECRI) | Welch Allyn Inc (ECRI) | Tycos | Tycos | Welch Allyn Inc (ECRI) | 081114084209 | Active | HQ
MPW0639 | GS Integrated Wall System | Ophthalmoscope/Otoscope/Vital Signs Measuring Systems (ECRI) | Welch Allyn Inc (ECRI) | 767 Series | 767 Series | Welch Allyn Inc (ECRI) | Not Available | Active | HQ
MPW0640 | Centrifuge, Tabletop | Centrifuges, Tabletop (ECRI) | Drucker Diagnostics (ECRI) | 642E Quest | Horizon 642E Quest | Drucker Diagnostics (ECRI) | 150613AI711 | Active | HQ
MPW0641 | Defibrillator, External, Auto | Defibrillators, External, Auto (ECRI) | ZOLL Medical Corp (ECRI) | AED Plus | AED Plus | ZOLL Medical Corp (ECRI) | X10A435236 | Active | HQ
MPW0642 | Scale, Floor | Scales, Floor (ECRI) | Detecto Scale Co (ECRI) | MV1 | MedVue | Detecto Scale Co (ECRI) | E31822-0042 | Active | HQ
MPW0643 | Scale, Floor | Scales, Floor (ECRI) | Pelstar (Health-O-Meter)(ECRI) | 500KL | 500KL | Pelstar (Health-O-Meter)(ECRI) | 5002224262637 | Active | HQ
MPW0644 | Scale, Floor | Scales, Floor (ECRI) | Detecto Scale Co (ECRI) | 758C | 758C | Detecto Scale Co (ECRI) | E25309-0100 | Active | HQ
MPW0645 | Thermometer, Electronic | Thermometers, Electronic (ECRI) | Welch Allyn Inc (ECRI) | 692 | SureTemp Plus | Welch Allyn Inc (ECRI) | 20188036 | Active | HQ
MPW0646 | Scale, Floor | Scales, Floor (ECRI) | Pelstar (Health-O-Meter)(ECRI) | 500KL | 500KL | Pelstar (Health-O-Meter)(ECRI) | 5001023237757 | Active | HQ
MPW0647 | Refrigerator, Laboratory | Refrigerators, Laboratory (ECRI) | Follett LLC (ECRI) | REF20-LB-R0000 | REF20-LB-R0000 | Follett LLC (ECRI) | J0094616116 | Active | HQ
MPW0648 | Table, Examination/Treatment | Tables, Examination/Treatment (ECRI) | Midmark Corp (ECRI) | 204-001 | 204-001 | Midmark Corp (ECRI) | V1265640 | Active | HQ
MPW0649 | Light, Examination | Lights, Examination (ECRI) | Brewer Co (ECRI) | 15100 | 15100 | Brewer Co (ECRI) | Not Available | Active | HQ
MPW0650 | Sphygmomanometer | Sphygmomanometers (ECRI) | Welch Allyn Inc (ECRI) | Tycos | Tycos | Welch Allyn Inc (ECRI) | 120512092405 | Active | HQ
MPW0651 | Ophthalmoscope/Otoscope | Ophthalmoscope/Otoscopes (ECRI) | Welch Allyn Inc (ECRI) | Not Available | Not Available | Welch Allyn Inc (ECRI) | Not Available | Active | HQ
MPW0652 | Thermometer, Electronic | Thermometers, Electronic, Infrared (ECRI) | Hetaida Technology (ECRI) | HTD8813C | HTD8813C | Hetaida Technology (ECRI) | Not Available | Active | HQ
MPW0653 | Thermometer, Electronic | Thermometers, Electronic, Infrared (ECRI) | Hetaida Technology (ECRI) | HTD8813C | HTD8813C | Hetaida Technology (ECRI) | Not Available | Active | HQ
MPW0654 | Light, Examination | Lights, Examination (ECRI) | Brewer Co (ECRI) | 15100 | 15100 | Brewer Co (ECRI) | Not Available | Active | HQ
MPW0655 | Table, Examination/Treatment | Tables, Examination/Treatment (ECRI) | Midmark Corp (ECRI) | 222-016 | 222-016 | Midmark Corp (ECRI) | V1758617 | Active | HQ
MPW0656 | Battery/Dock Charger | Battery/Dock Chargers (ECRI) | Welch Allyn Inc (ECRI) | 719-DSK | 719-DSK | Welch Allyn Inc (ECRI) | Not Available | Active | HQ
MPW0657 | Sphygmomanometer | Sphygmomanometers (ECRI) | Welch Allyn Inc (ECRI) | Tycos | Tycos | Welch Allyn Inc (ECRI) | 120602053016 | Active | HQ
MPW0658 | GS Integrated Wall System | Ophthalmoscope/Otoscope/Vital Signs Measuring Systems (ECRI) | Welch Allyn Inc (ECRI) | 767 Series | 767 Series | Welch Allyn Inc (ECRI) | Not Available | Active | HQ
MPW0659 | Thermometer, Electronic | Thermometers, Electronic (ECRI) | Welch Allyn Inc (ECRI) | 690 | SureTemp Plus | Welch Allyn Inc (ECRI) | 09310972 | Active | HQ
MPW0660 | Table, Examination/Treatment | Tables, Examination/Treatment (ECRI) | Midmark Corp (ECRI) | 204-001 | 204-001 | Midmark Corp (ECRI) | V1265658 | Active | HQ
MPW0661 | Light, Examination | Lights, Examination (ECRI) | Brewer Co (ECRI) | 15100 | 15100 | Brewer Co (ECRI) | Not Available | Active | HQ
MPW0662 | Sphygmomanometer | Sphygmomanometers (ECRI) | Welch Allyn Inc (ECRI) | Tycos | Tycos | Welch Allyn Inc (ECRI) | 120512111313 | Active | HQ
MPW0663 | Ophthalmoscope/Otoscope | Ophthalmoscope/Otoscopes (ECRI) | Welch Allyn Inc (ECRI) | Not Available | Not Available | Welch Allyn Inc (ECRI) | Not Available | Active | HQ
MPW0664 | Sphygmomanometer | Sphygmomanometers (ECRI) | Welch Allyn Inc (ECRI) | Tycos | Tycos | Welch Allyn Inc (ECRI) | 081113210213 | Active | HQ
MPW0665 | Ophthalmoscope/Otoscope | Ophthalmoscope/Otoscopes (ECRI) | Welch Allyn Inc (ECRI) | Not Available | Not Available | Welch Allyn Inc (ECRI) | Not Available | Active | HQ
MPW0666 | Thermometer, Electronic | Thermometers, Electronic (ECRI) | Welch Allyn Inc (ECRI) | 692 | SureTemp Plus | Welch Allyn Inc (ECRI) | 19251857 | Active | HQ
MPW0667 | Centrifuge, Tabletop | Centrifuges, Tabletop (ECRI) | Drucker Diagnostics (ECRI) | 642E Quest | Horizon 642E Quest | Drucker Diagnostics (ECRI) | 130514-1699 | Active | HQ
MPW0668 | Table, Examination/Treatment | Tables, Examination/Treatment (ECRI) | Midmark Corp (ECRI) | 204 | 204 | Midmark Corp (ECRI) | V805801 | Active | HQ
MPW0669 | Light, Examination | Lights, Examination (ECRI) | Brewer Co (ECRI) | 15100 | 15100 | Brewer Co (ECRI) | BI0012651 | Active | HQ
MPW0670 | Sphygmomanometer | Sphygmomanometers (ECRI) | Welch Allyn Inc (ECRI) | Tycos | Tycos | Welch Allyn Inc (ECRI) | 08111320428 | Active | HQ
MPW0671 | GS Integrated Wall System | Ophthalmoscope/Otoscope/Vital Signs Measuring Systems (ECRI) | Welch Allyn Inc (ECRI) | 767 Series | 767 Series | Welch Allyn Inc (ECRI) | Not Available | Active | HQ
MPW0672 | Thermometer, Electronic | Thermometers, Electronic (ECRI) | Welch Allyn Inc (ECRI) | 690 | SureTemp Plus | Welch Allyn Inc (ECRI) | 09320116 | Active | HQ
MPW0673 | Monitor, Vital Signs | Monitors, Vital Signs (ECRI) | Welch Allyn Inc (ECRI) | LXi | Spot Vital Signs | Welch Allyn Inc (ECRI) | Not Available | Active | HQ
MPW0674 | Table, Examination/Treatment | Tables, Examination/Treatment (ECRI) | Midmark Corp (ECRI) | 204 | 204 | Midmark Corp (ECRI) | V1760899 | Active | HQ
MPW0675 | Sphygmomanometer | Sphygmomanometers (ECRI) | Welch Allyn Inc (ECRI) | Tycos | Tycos | Welch Allyn Inc (ECRI) | 081114084827 | Active | HQ
MPW0676 | GS Integrated Wall System | Ophthalmoscope/Otoscope/Vital Signs Measuring Systems (ECRI) | Welch Allyn Inc (ECRI) | 767 Series | 767 Series | Welch Allyn Inc (ECRI) | Not Available | Active | HQ
MPW0677 | Thermometer, Electronic | Thermometers, Electronic (ECRI) | Welch Allyn Inc (ECRI) | 690 | SureTemp Plus | Welch Allyn Inc (ECRI) | 12164100 | Active | HQ
MPW0678 | Table, Examination/Treatment | Tables, Examination/Treatment (ECRI) | Midmark Corp (ECRI) | 204-001 | 204-001 | Midmark Corp (ECRI) | V805806 | Active | HQ
MPW0679 | Light, Examination | Lights, Examination (ECRI) | Brewer Co (ECRI) | 15100 | 15100 | Brewer Co (ECRI) | BI0012652 | Active | HQ
MPW0680 | Sphygmomanometer | Sphygmomanometers (ECRI) | Welch Allyn Inc (ECRI) | Tycos | Tycos | Welch Allyn Inc (ECRI) | 081114105722 | Active | HQ
MPW0681 | GS Integrated Wall System | Ophthalmoscope/Otoscope/Vital Signs Measuring Systems (ECRI) | Welch Allyn Inc (ECRI) | 767 Series | 767 Series | Welch Allyn Inc (ECRI) | Not Available | Active | HQ
MPW0682 | Thermometer, Electronic | Thermometers, Electronic (ECRI) | Welch Allyn Inc (ECRI) | 690 | SureTemp Plus | Welch Allyn Inc (ECRI) | 09483615 | Active | HQ
MPW0684 | Monitor, Vital Signs | Monitors, Vital Signs (ECRI) | Welch Allyn Inc (ECRI) | 75MT | Connex Spot Monitor | Welch Allyn Inc (ECRI) | 100056652622 | Active | HQ
MPW0685 | Table, Examination/Treatment | Tables, Examination/Treatment (ECRI) | Midmark Corp (ECRI) | 204-001 | 204-001 | Midmark Corp (ECRI) | V1265623 | Active | HQ
MPW0686 | Light, Examination | Lights, Examination (ECRI) | Brewer Co (ECRI) | 15100 | 15100 | Brewer Co (ECRI) | Not Available | Active | HQ
MPW0687 | Sphygmomanometer | Sphygmomanometers (ECRI) | Welch Allyn Inc (ECRI) | Tycos | Tycos | Welch Allyn Inc (ECRI) | 120511123742 | Active | HQ
MPW0688 | Ophthalmoscope/Otoscope | Ophthalmoscope/Otoscopes (ECRI) | Welch Allyn Inc (ECRI) | Not Available | Not Available | Welch Allyn Inc (ECRI) | Not Available | Active | HQ
MPW0689 | Table, Examination/Treatment | Tables, Examination/Treatment (ECRI) | Midmark Corp (ECRI) | 204-001 | 204-001 | Midmark Corp (ECRI) | V1265626 | Active | HQ
MPW0690 | Light, Examination | Lights, Examination (ECRI) | Brewer Co (ECRI) | 15100 | 15100 | Brewer Co (ECRI) | Not Available | Active | HQ
MPW0691 | Sphygmomanometer | Sphygmomanometers (ECRI) | Welch Allyn Inc (ECRI) | Tycos | Tycos | Welch Allyn Inc (ECRI) | 120214085908 | Active | HQ
MPW0692 | Ophthalmoscope/Otoscope | Ophthalmoscope/Otoscopes (ECRI) | Welch Allyn Inc (ECRI) | Not Available | Not Available | Welch Allyn Inc (ECRI) | Not Available | Active | HQ
MPW0693 | Thermometer, Electronic | Thermometers, Electronic (ECRI) | Welch Allyn Inc (ECRI) | 692 | SureTemp Plus | Welch Allyn Inc (ECRI) | 19247904 | Active | HQ
MPW0695 | Exerciser, Elliptical | Exercisers, Elliptical (ECRI) | Octane Fitness (ECRI) | 3500 | Fitness Pro 3500 | Octane Fitness (ECRI) | R0601-70-01465-03 | Active | HQ
MPW0696 | Exerciser, Bicycle, Upright | Exercisers, Bicycle, Upright (ECRI) | SCIFIT (ECRI) | ISO7000 | ISO7000 | SCIFIT (ECRI) | 3559G00142 | Active | HQ
MPW0697 | Exerciser, Elliptical | Exercisers, Elliptical (ECRI) | Octane Fitness (ECRI) | 3500 | Fitness Pro 3500 | Octane Fitness (ECRI) | R0601-70-01464-03 | Active | HQ
MPW0698 | Exerciser, Bicycle, Upright | Exercisers, Bicycle, Upright (ECRI) | SCIFIT (ECRI) | ISO7000 | ISO7000 | SCIFIT (ECRI) | 474-000694 | Active | HQ
MPW0699 | Exerciser, Treadmill | Exercisers, Treadmills (ECRI) | Landice Inc (ECRI) | L7 | L7 | Landice Inc (ECRI) | Not Available | Active | HQ
MPW0700 | Exerciser, Elliptical | Exercisers, Elliptical (ECRI) | Octane Fitness (ECRI) | PRO3700C | PRO3700C | Octane Fitness (ECRI) | F2106VQ02317-01 | Active | HQ
MPW0701 | Transmitter/Receiver System | Transmitter/Receiver Systems (ECRI) | Abbott Cardiovascular (ECRI) | EX1100 | Merlin | St Jude Medical Inc (ECRI) | Not Available | Active | HQ
MPW0703 | Home Communicator Device | Information Systems, Data Management, Home Care (ECRI) | Medtronic Inc (ECRI) | 24950 | MyCareLink | Medtronic Inc (ECRI) | YDM079475B | Active | HQ
MPW0704 | Electrocardiograph Unit | Electrocardiographs, Multichannel (ECRI) | Welch Allyn Inc (ECRI) | ELI 280 | ELI 280 | Welch Allyn Inc (ECRI) | 114350227-194 | Active | HQ
MPW0705 | Module, Electrocardiograph | Modules, Electrocardiographs (ECRI) | Welch Allyn Inc (ECRI) | WAM | EKG WAM | Welch Allyn Inc (ECRI) | 114310222855 | Active | HQ
MPW0706 | Table, Imaging, Ultrasound | Tables, Imaging, Ultrasound (ECRI) | Medical Positioning Inc (ECRI) | 284 | VasScan X | Medical Positioning Inc (ECRI) | 808271 | Active | HQ
MPW0708 | RF Generator | Radiofrequency Therapy Systems, Vein Occlusion (ECRI) | Venclose Inc (ECRI) | Venclose RF Gen | Venclose RF Gen | Venclose Inc (ECRI) | 2021070006 | Active | HQ
MPW0709 | Footswitches | Footswitches (ECRI) | Herga | Not Available | Not Available | Herga | Not Available | Active | HQ
MPW0710 | Warmer, Gel | Warmers, Gel (ECRI) | Parker Laboratories Inc (ECRI) | 83-03 | Thermasonic | Parker Laboratories Inc (ECRI) | 186506CA11 | Active | HQ
MPW0711 | Sphygmomanometer | Sphygmomanometers (ECRI) | Welch Allyn Inc (ECRI) | CE0297 | CE0297 | Welch Allyn Inc (ECRI) | 061108163236 | Active | HQ
MPW0712 | Sphygmomanometer | Sphygmomanometers (ECRI) | Not Available | Not Available | Not Available | Not Available | Not Available | Active | HQ
MPW0713 | Table, Imaging, Ultrasound | Tables, Imaging, Ultrasound (ECRI) | Medical Positioning Inc (ECRI) | 2272 | EchoTable | Medical Positioning Inc (ECRI) | 798586 | Active | HQ
MPW0714 | Sphygmomanometer | Sphygmomanometers, Electronic (ECRI) | A&D Medical (ECRI) | UA-651BLE | UA-651BLE | A&D Medical (ECRI) | 5200800771 | Active | HQ
MPW0715 | Warmer, Gel | Warmers, Gel (ECRI) | Parker Laboratories Inc (ECRI) | 83-03 | Thermasonic | Parker Laboratories Inc (ECRI) | 106507CA11 | Active | HQ
MPW0716 | Refrigerator | Refrigerators (ECRI) | Follett LLC (ECRI) | REF1 | REF1 | Follett LLC (ECRI) | R36020 | Active | HQ
MPW0717 | Sphygmomanometer | Sphygmomanometers (ECRI) | Welch Allyn Inc (ECRI) | CE0297 | CE0297 | Welch Allyn Inc (ECRI) | 210831143950 | Active | HQ
MPW0718 | Electrocardiograph Unit | Electrocardiographs, Multichannel (ECRI) | Welch Allyn Inc (ECRI) | ELI 380 | ELI 380 | Welch Allyn Inc (ECRI) | 124250000651 | Active | HQ
MPW0719 | Module, Electrocardiograph | Modules, Electrocardiographs (ECRI) | Welch Allyn Inc (ECRI) | AM12 | AM12 | Welch Allyn Inc (ECRI) | 124240000346 | Active | HQ
MPW0720 | Sphygmomanometer | Sphygmomanometers (ECRI) | Welch Allyn Inc (ECRI) | CE0297 | CE0297 | Welch Allyn Inc (ECRI) | 0201121348 | Active | HQ
MPW0721 | GS Integrated Wall System | Otoscopes (ECRI) | Welch Allyn Inc (ECRI) | EN100-I | EN100-I | Welch Allyn Inc (ECRI) | 1160002688 | Active | HQ
MPW0722 | Sphygmomanometer | Sphygmomanometers (ECRI) | Welch Allyn Inc (ECRI) | CE0050 | CE0050 | Welch Allyn Inc (ECRI) | 060412170403 | Active | HQ
MPW0723 | Table, Examination/Treatment | Tables, Examination/Treatment (ECRI) | Midmark Corp (ECRI) | 204-001 | 204-001 | Midmark Corp (ECRI) | V16977780 | Active | HQ
MPW0724 | Thermometer, Electronic | Thermometers, Electronic (ECRI) | Welch Allyn Inc (ECRI) | 690 | SureTemp Plus | Welch Allyn Inc (ECRI) | Not Available | Active | HQ
MPW0725 | GS Integrated Wall System | Ophthalmoscope/Otoscopes (ECRI) | Welch Allyn Inc (ECRI) | 408282 | Green Series 777 | Welch Allyn Inc (ECRI) | Not Available | Active | HQ
MPW0726 | Sphygmomanometer | Sphygmomanometers (ECRI) | Welch Allyn Inc (ECRI) | CE0297 | CE0297 | Welch Allyn Inc (ECRI) | 151123134985 | Active | HQ
MPW0727 | Scale, Floor | Scales, Floor (ECRI) | Seca NA (ECRI) | 769 | 769 | Seca NA (ECRI) | 5769348159444 | Active | HQ
MPW0728 | Scale, Floor | Scales, Floor (ECRI) | Seca NA (ECRI) | 769 | 769 | Seca NA (ECRI) | 5769348159451 | Active | HQ
MPW0729 | Sphygmomanometer | Sphygmomanometers (ECRI) | Welch Allyn Inc (ECRI) | CE0297 | CE0297 | Welch Allyn Inc (ECRI) | 151116071175 | Active | HQ
MPW0730 | GS Integrated Wall System | Ophthalmoscope/Otoscopes (ECRI) | Welch Allyn Inc (ECRI) | 408282 | Green Series 777 | Welch Allyn Inc (ECRI) | Not Available | Active | HQ
MPW0731 | Thermometer, Electronic | Thermometers, Electronic (ECRI) | Welch Allyn Inc (ECRI) | 690 | SureTemp Plus | Welch Allyn Inc (ECRI) | Not Available | Active | HQ
MPW0732 | Table, Examination/Treatment | Tables, Examination/Treatment (ECRI) | Midmark Corp (ECRI) | 204-001 | 204-001 | Midmark Corp (ECRI) | V1733837 | Active | HQ
MPW0733 | Footswitches | Footswitches (ECRI) | Midmark Corp (ECRI) | Not Available | Not Available | Midmark Corp (ECRI) | Not Available | Active | HQ
MPW0734 | Scale, Floor | Scales, Floor (ECRI) | Seca NA (ECRI) | 769 | 769 | Seca NA (ECRI) | 5769348159447 | Active | HQ
MPW0735 | Sphygmomanometer | Sphygmomanometers (ECRI) | Welch Allyn Inc (ECRI) | CE0297 | CE0297 | Welch Allyn Inc (ECRI) | 190904065255 | Active | HQ
MPW0736 | GS Integrated Wall System | Ophthalmoscope/Otoscopes (ECRI) | Welch Allyn Inc (ECRI) | 408282 | Green Series 777 | Welch Allyn Inc (ECRI) | Not Available | Active | HQ
MPW0737 | Thermometer, Electronic | Thermometers, Electronic (ECRI) | Welch Allyn Inc (ECRI) | 690 | SureTemp Plus | Welch Allyn Inc (ECRI) | Not Available | Active | HQ
MPW0738 | Table, Examination/Treatment | Tables, Examination/Treatment (ECRI) | Midmark Corp (ECRI) | 204-001 | 204-001 | Midmark Corp (ECRI) | V1693439 | Active | HQ
MPW0739 | Scale, Floor | Scales, Floor (ECRI) | Seca NA (ECRI) | 769 | 769 | Seca NA (ECRI) | 5769348159445 | Active | HQ
MPW0740 | Sphygmomanometer | Sphygmomanometers (ECRI) | Welch Allyn Inc (ECRI) | CE0297 | CE0297 | Welch Allyn Inc (ECRI) | 151120203715 | Active | HQ
MPW0741 | GS Integrated Wall System | Ophthalmoscope/Otoscopes (ECRI) | Welch Allyn Inc (ECRI) | 408282 | Green Series 777 | Welch Allyn Inc (ECRI) | Not Available | Active | HQ
MPW0742 | Thermometer, Electronic | Thermometers, Electronic (ECRI) | Welch Allyn Inc (ECRI) | 690 | SureTemp Plus | Welch Allyn Inc (ECRI) | Not Available | Active | HQ
MPW0743 | Table, Examination/Treatment | Tables, Examination/Treatment (ECRI) | Midmark Corp (ECRI) | 204-001 | 204-001 | Midmark Corp (ECRI) | V757137 | Active | HQ
MPW0744 | Light, Examination | Lights, Examination (ECRI) | Welch Allyn Inc (ECRI) | GS 300 | GS 300 | Welch Allyn Inc (ECRI) | Not Available | Active | HQ
MPW0745 | Table, Examination/Treatment | Tables, Examination/Treatment (ECRI) | Midmark Corp (ECRI) | 204-001 | 204-001 | Midmark Corp (ECRI) | V757132 | Active | HQ
MPW0747 | Thermometer, Electronic | Thermometers, Electronic (ECRI) | Welch Allyn Inc (ECRI) | 692 | SureTemp Plus | Welch Allyn Inc (ECRI) | 19429997 | Active | HQ
MPW0748 | GS Integrated Wall System | Ophthalmoscope/Otoscopes (ECRI) | Welch Allyn Inc (ECRI) | 408282 | Green Series 777 | Welch Allyn Inc (ECRI) | Not Available | Active | HQ
MPW0749 | Sphygmomanometer | Sphygmomanometers (ECRI) | Welch Allyn Inc (ECRI) | CE0297 | CE0297 | Welch Allyn Inc (ECRI) | 151117204785 | Active | HQ
MPW0750 | Defibrillator, External, Auto | Defibrillators, External, Auto (ECRI) | ZOLL Medical Corp (ECRI) | AED Plus | AED Plus | ZOLL Medical Corp (ECRI) | X09J426109 | Active | HQ
MPW0751 | Scale, Floor | Scales, Floor (ECRI) | Seca NA (ECRI) | 769 | 769 | Seca NA (ECRI) | 5769342157722 | Active | HQ
MPW0752 | Thermometer, Electronic | Thermometers, Electronic (ECRI) | Welch Allyn Inc (ECRI) | 690 | SureTemp Plus | Welch Allyn Inc (ECRI) | Not Available | Active | HQ
MPW0753 | GS Integrated Wall System | Ophthalmoscope/Otoscopes (ECRI) | Welch Allyn Inc (ECRI) | 408282 | Green Series 777 | Welch Allyn Inc (ECRI) | Not Available | Active | HQ
MPW0754 | Sphygmomanometer | Sphygmomanometers (ECRI) | Welch Allyn Inc (ECRI) | CE0297 | CE0297 | Welch Allyn Inc (ECRI) | 150901092935 | Active | HQ
MPW0755 | Table, Examination/Treatment | Tables, Examination/Treatment (ECRI) | Midmark Corp (ECRI) | 204-001 | 204-001 | Midmark Corp (ECRI) | V1748714 | Active | HQ
MPW0756 | Centrifuge, Tabletop | Centrifuges, Tabletop (ECRI) | Drucker Diagnostics (ECRI) | 642E Quest | Horizon 642E Quest | Drucker Diagnostics (ECRI) | 181113DT971 | Active | HQ
MPW0757 | Centrifuge, Tabletop | Centrifuges, Tabletop (ECRI) | Drucker Diagnostics (ECRI) | 642E Cardinal | 642E Cardinal | Drucker Diagnostics (ECRI) | 180613DH755 | Active | HQ
MPW0758 | Analyzer, Immunoassay | Analyzers, Laboratory, Immunoassay, Photometric (ECRI) | BD (ECRI) | 256066 | Veritor Plus | BD (ECRI) | 2206262J77EB0 | Active | HQ
MPW0759 | Scale, Floor | Scales, Floor (ECRI) | Doran Scales Inc (ECRI) | DS7060 | HandRail Scale | Doran Scales Inc (ECRI) | DS23010026 | Active | HQ
MPW0760 | Sphygmomanometer | Sphygmomanometers (ECRI) | Welch Allyn Inc (ECRI) | CE0050 | CE0050 | Welch Allyn Inc (ECRI) | 060412174247 | Active | HQ
MPW0761 | Electrocardiograph Unit | Electrocardiographs, Multichannel (ECRI) | Welch Allyn Inc (ECRI) | ELI 380 | ELI 380 | Welch Allyn Inc (ECRI) | 124250000647 | Active | HQ
MPW0762 | Module, Electrocardiograph | Modules, Electrocardiographs (ECRI) | Welch Allyn Inc (ECRI) | AM12 | AM12 | Welch Allyn Inc (ECRI) | 124240000359 | Active | HQ
MPW0763 | Sphygmomanometer | Sphygmomanometers (ECRI) | Welch Allyn Inc (ECRI) | CE0050 | CE0050 | Welch Allyn Inc (ECRI) | 060412185547 | Active | HQ
MPW0764 | Electrocardiograph | Electrocardiographs, Multichannel (ECRI) | GE Healthcare (ECRI) | MAC 5000 | MAC 5000 | GE Healthcare (ECRI) | SCD06233637 | Active | HQ
MPW0765 | Module, Electrocardiographs | Modules, Electrocardiographs (ECRI) | GE Healthcare (ECRI) | CAM-14 | CAM-14 | GE Healthcare (ECRI) | SK913204254PA | Active | HQ
MPW0766 | Sphygmomanometer | Sphygmomanometers (ECRI) | Welch Allyn Inc (ECRI) | CE0297 | CE0297 | Welch Allyn Inc (ECRI) | 131221071805 | Active | HQ
MPW0767 | Electrocardiograph Unit | Electrocardiographs, Multichannel (ECRI) | Welch Allyn Inc (ECRI) | ELI 380 | ELI 380 | Welch Allyn Inc (ECRI) | 124250000645 | Active | HQ
MPW0768 | Module, Electrocardiograph | Modules, Electrocardiographs (ECRI) | Welch Allyn Inc (ECRI) | AM12 | AM12 | Welch Allyn Inc (ECRI) | 124240000349 | Active | HQ
MPW0769 | Sphygmomanometer | Sphygmomanometers (ECRI) | Welch Allyn Inc (ECRI) | CE0050 | CE0050 | Welch Allyn Inc (ECRI) | 060107142410 | Active | HQ
MPW0770 | Sphygmomanometer | Sphygmomanometers (ECRI) | Welch Allyn Inc (ECRI) | CE0050 | CE0050 | Welch Allyn Inc (ECRI) | 060508150411 | Active | HQ
MPW0771 | Electrocardiograph | Electrocardiographs, Multichannel (ECRI) | GE Healthcare (ECRI) | MAC 5500 | MAC 5500 | GE Healthcare (ECRI) | SCD06082530PA | Active | HQ
MPW0772 | Module, Electrocardiographs | Modules, Electrocardiographs (ECRI) | GE Healthcare (ECRI) | CAM HD | CAM HD | GE Healthcare (ECRI) | RNC11502203PA | Active | HQ
MPW0773 | Defibrillator | Defibrillators (ECRI) | ZOLL Medical Corp (ECRI) | R Series Plus | R Series Plus | ZOLL Medical Corp (ECRI) | AF21G139513 | Active | HQ
MPW0774 | Lithium Ion Battery | Batteries (ECRI) | ZOLL Medical Corp (ECRI) | 8019-0535-01 | SurePower Battery Pk | ZOLL Medical Corp (ECRI) | AG23IAS3533 | Active | HQ
MPW0776 | Sphygmomanometer | Sphygmomanometers (ECRI) | Welch Allyn Inc (ECRI) | CE0297 | CE0297 | Welch Allyn Inc (ECRI) | 110317174726 | Active | HQ
MPW0777 | Module, Electrocardiographs | Modules, Electrocardiographs (ECRI) | GE Healthcare (ECRI) | CAM-14 | CAM-14 | GE Healthcare (ECRI) | RNC1204491PA | Active | HQ
MPW0778 | Pulmonary Stress Exercise | Monitoring Systems, Physiologic, Stress Exercise, Pulmonary (ECRI) | Vyaire Medical Inc (ECRI) | Vmax Encore 29c | Vmax Encore 29c | Vyaire Medical Inc (ECRI) | BEBE0076 | Active | HQ
MPW0779 | Exerciser, Treadmill | Exercisers, Treadmills (ECRI) | Full Vision Inc (ECRI) | TMX428 | Trackmaster | Full Vision Inc (ECRI) | FVDC-5320 | Active | HQ
MPW0780 | Defibrillator, External, Auto | Defibrillators, External, Auto (ECRI) | ZOLL Medical Corp (ECRI) | AED 3 | AED 3 | ZOLL Medical Corp (ECRI) | AX21H093385 | Active | HQ
MPW0781 | Exerciser, Stair/Stepper | Exercisers, Stair/Stepper (ECRI) | Nautilus Health Inc (ECRI) | 4000 PT | 4000 PT | STAIRMASTER | 100060827036 | Active | HQ
MPW0782 | Exerciser, Stair/Stepper | Exercisers, Stair/Stepper (ECRI) | Nautilus Health Inc (ECRI) | 4000 PT | 4000 PT | STAIRMASTER | 72699 | Active | HQ
MPW0783 | Exerciser, Upper/Lower Cycler | Exercisers (ECRI) | SCIFIT (ECRI) | Pro1000 | Pro1000 | SCIFIT (ECRI) | 660-011913 | Active | HQ
MPW0784 | Exerciser, Treadmill | Exercisers, Treadmills (ECRI) | Landice Inc (ECRI) | L7 | L7 | Landice Inc (ECRI) | L7-100935 | Active | HQ
MPW0785 | Exerciser, Treadmill | Exercisers, Treadmills (ECRI) | Landice Inc (ECRI) | L7 | L7 | Landice Inc (ECRI) | L7-116004 | Active | HQ
MPW0786 | Exerciser, Elliptical | Exercisers, Elliptical (ECRI) | Octane Fitness (ECRI) | XR6000 | XRIDE | Octane Fitness (ECRI) | F2210SP01497-01 | Active | HQ
MPW0787 | Exerciser, Rowing | Exercisers, Rowing (ECRI) | Life Fitness Inc (ECRI) | GER-ALLLX-102 | ROW GX | Life Fitness Inc (ECRI) | RGX180802438 | Active | HQ
MPW0788 | Exerciser, Rowing | Exercisers, Rowing (ECRI) | First Degree Fitness (ECRI) | E-520 | E-520 | First Degree Fitness (ECRI) | 120057602 | Active | HQ
MPW0789 | Recumbent Bicycle | Exercisers, Bicycle (ECRI) | SportsArt Fitness (ECRI) | C535R | C535R | SportsArt Fitness (ECRI) | 422987 | Active | HQ
MPW0790 | Exerciser, Rowing | Exercisers, Rowing (ECRI) | First Degree Fitness (ECRI) | E-550 | E-550 | First Degree Fitness (ECRI) | 220170204 | Active | HQ
MPW0791 | Exerciser, Stair/Stepper | Exercisers, Stair/Stepper (ECRI) | NuStep LLC (ECRI) | TRS 4000 | TRS 4000 | NuStep LLC (ECRI) | T4466994 | Active | HQ
MPW0792 | Exerciser, Rowing | Exercisers, Rowing (ECRI) | First Degree Fitness (ECRI) | E-520 | E-520 | First Degree Fitness (ECRI) | 120058002 | Active | HQ
MPW0793 | Sphygmomanometer | Sphygmomanometers (ECRI) | Welch Allyn Inc (ECRI) | CE0297 | CE0297 | Welch Allyn Inc (ECRI) | 110105122907 | Active | HQ
MPW0794 | Sphygmomanometer | Sphygmomanometers (ECRI) | Welch Allyn Inc (ECRI) | CE0050 | CE0050 | Welch Allyn Inc (ECRI) | 06328144225 | Active | HQ
MPW0795 | Exerciser, Bicycle | Exercisers, Bicycle (ECRI) | Vision Fitness (ECRI) | R2650HRT | R2650HRT | Vision Fitness (ECRI) | RB790305080012 | Active | HQ
MPW0796 | Exerciser, Rowing | Exercisers, Rowing (ECRI) | Concept 2 Inc (ECRI) | PM3 | PM3 | Concept 2 Inc (ECRI) | 30004823 | Active | HQ
MPW0798 | Exerciser, Treadmill | Exercisers, Treadmills (ECRI) | Landice Inc (ECRI) | L7 | L7 | Landice Inc (ECRI) | 06582 | Active | HQ
MPW0799 | Exerciser, Treadmill | Exercisers, Treadmills (ECRI) | Landice Inc (ECRI) | L7 | L7 | Landice Inc (ECRI) | 09163 | Active | HQ
MPW0800 | Exerciser, Treadmill | Exercisers, Treadmills (ECRI) | Landice Inc (ECRI) | L7 | L7 | Landice Inc (ECRI) | 09164 | Active | HQ
MPW0801 | Analyzer, Laboratory, Urine | Analyzers, Laboratory, Urine, Semiautomated (ECRI) | Siemens Healthcare (ECRI) | CLINITEK Status+ | CLINITEK Status+ | Siemens Healthcare (ECRI) | 371463 | Active | HQ
MPW0802 | Chair, Examination/Treatment | Chairs, Examination/Treatment (ECRI) | Midmark Corp (ECRI) | 626-005 | 626-005 | Siemens Healthcare (ECRI) | V2722491 | Active | HQ
MPW0803 | Footswitches | Footswitches (ECRI) | Midmark Corp (ECRI) | Not Available | Not Available | Siemens Healthcare (ECRI) | Not Available | Active | HQ
MPW0804 | Footswitches | Footswitches (ECRI) | Midmark Corp (ECRI) | Not Available | Not Available | Siemens Healthcare (ECRI) | Not Available | Active | HQ
MPW0805 | Sphygmomanometer | Sphygmomanometers (ECRI) | Welch Allyn Inc (ECRI) | CE0297 | CE0297 | Welch Allyn Inc (ECRI) | 120410101959 | Active | HQ
MPW0806 | GS Integrated Wall System | Ophthalmoscope/Otoscope/Vital Signs Measuring Systems (ECRI) | Welch Allyn Inc (ECRI) | 767 Series | 767 Series | Welch Allyn Inc (ECRI) | Not Available | Active | HQ
MPW0807 | Scale | Scales (ECRI) | Detecto Scale Co (ECRI) | Not Available | Not Available | Detecto Scale Co (ECRI) | Not Available | Active | HQ
MPW0808 | Scale, Floor | Scales, Floor (ECRI) | Pelstar (Health-O-Meter)(ECRI) | 1100KL | 1100KL | Pelstar (Health-O-Meter)(ECRI) | 1100E332307822 | Active | HQ
MPW0809 | Non-Contact Thermometer | Thermometers (ECRI) | Simzo Electronic (ECRI) | HW-F7 | HW-F7 | Simzo Electronic (ECRI) | YFB0B0050488 | Active | HQ
MPW0810 | Thermometer, Electronic | Thermometers, Electronic (ECRI) | Welch Allyn Inc (ECRI) | 692 | SureTemp Plus | Welch Allyn Inc (ECRI) | 12131458 | Active | HQ
MPW0811 | BMI ANALYZER | SCALE | Pelstar (Health-O-Meter)(ECRI) | 758C | 758C | Pelstar (Health-O-Meter)(ECRI) | E33809-0292 | Active | HQ
MPW0812 | Warmer, Gel | Warmers, Gel (ECRI) | Parker Laboratories Inc (ECRI) | 83-03 | Thermasonic | Parker Laboratories Inc (ECRI) | 055512BD11 | Active | HQ
MPW0813 | Table, Examination/Treatment | Tables, Examination/Treatment (ECRI) | Midmark Corp (ECRI) | 223-015 | 223-015 | Midmark Corp (ECRI) | V843609 | Active | HQ
MPW0814 | Footswitches | Footswitches (ECRI) | Midmark Corp (ECRI) | Not Available | Not Available | Midmark Corp (ECRI) | Not Available | Active | HQ
MPW0815 | Monitor, Fetal | Monitors, Fetal (ECRI) | GE Healthcare (ECRI) | Corometrics 172 | Corometrics 172 | GE Healthcare (ECRI) | M3UV1795P | Active | HQ
MPW0816 | Table, Examination/Treatment | Tables, Examination/Treatment (ECRI) | Midmark Corp (ECRI) | 204-001 | 204-001 | Midmark Corp (ECRI) | V833900 | Active | HQ
MPW0817 | Light, Examination | Lights, Examination (ECRI) | Welch Allyn Inc (ECRI) | GS 300 | GS 300 | Welch Allyn Inc (ECRI) | Not Available | Active | HQ
MPW0818 | Sphygmomanometer | Sphygmomanometers (ECRI) | Welch Allyn Inc (ECRI) | CE0297 | CE0297 | Welch Allyn Inc (ECRI) | 091019105443 | Active | HQ
MPW0819 | GS Integrated Wall System | Ophthalmoscope/Otoscope/Vital Signs Measuring Systems (ECRI) | Welch Allyn Inc (ECRI) | 767 Series | 767 Series | Welch Allyn Inc (ECRI) | NOt Available | Active | HQ
MPW0820 | Thermometer, Electronic | Thermometers, Electronic (ECRI) | Welch Allyn Inc (ECRI) | 690 | SureTemp Plus | Welch Allyn Inc (ECRI) | 09450665 | Active | HQ
MPW0821 | Table, Examination/Treatment | Tables, Examination/Treatment (ECRI) | Midmark Corp (ECRI) | 204-011 | 204-011 | Midmark Corp (ECRI) | V2184886 | Active | HQ
MPW0822 | Module, Electrocardiograph | Modules, Electrocardiographs (ECRI) | Welch Allyn Inc (ECRI) | WAM | EKG WAM | Welch Allyn Inc (ECRI) | 11951000272 | Active | HQ
MPW0823 | Thermometer, Electronic | Thermometers, Electronic (ECRI) | Welch Allyn Inc (ECRI) | 690 | SureTemp Plus | Welch Allyn Inc (ECRI) | 13450946 | Active | HQ
MPW0824 | Table, Examination/Treatment | Tables, Examination/Treatment (ECRI) | Midmark Corp (ECRI) | 204-001 | 204-001 | Midmark Corp (ECRI) | V749317 | Active | HQ
MPW0825 | Sphygmomanometer | Sphygmomanometers (ECRI) | Welch Allyn Inc (ECRI) | CE0297 | CE0297 | Welch Allyn Inc (ECRI) | 090202141345 | Active | HQ
MPW0826 | GS Integrated Wall System | Ophthalmoscope/Otoscope/Vital Signs Measuring Systems (ECRI) | Welch Allyn Inc (ECRI) | 767 Series | 767 Series | Welch Allyn Inc (ECRI) | Not Available | Active | HQ
MPW0827 | Positive Airway Pressure Unit | Positive Airway Pressure Units, Continuous (ECRI) | ResMed Corp (ECRI) | 36010 | S9 AutoSet | ResMed Corp (ECRI) | 22201487897 | Active | HQ
MPW0828 | Positive Airway Pressure Unit | Positive Airway Pressure Units, Continuous (ECRI) | ResMed Corp (ECRI) | 36010 | S9 AutoSet | ResMed Corp (ECRI) | 22201135930 | Active | HQ
MPW0829 | Headbox | Analyzers, Physiologic, Somnography (ECRI) | Philips Respironics Inc (ECRI) | 1068693 | Alice 6 LDxS | Philips Respironics Inc (ECRI) | 210078 | Active | HQ
MPW0830 | Power System | Power Systems (ECRI) | Philips Respironics Inc (ECRI) | Not Available | Not Available | Philips Respironics Inc (ECRI) | A5BS01023 | Active | HQ
MPW0831 | Power System | Power Systems (ECRI) | Cyber Power Systems Inc (ECRI | AVRG750U | AVRg750U | Cyber Power Systems Inc (ECRI | QGRJU2005113 | Active | HQ
MPW0832 | Oxygen Concentrator | Oxygen Concentrators (ECRI) | Philips Respironics Inc (ECRI) | M10600 | M10600 | Philips Respironics Inc (ECRI) | 1060000029910 | Active | HQ
MPW0833 | Table | Tables, Imaging, Ultrasound (ECRI) | LINAK | BL141HA51400A | BL141HA51400A | LINAK | 30114762 | Active | HQ
MPW0834 | Exerciser | Exercisers (ECRI) | HOIST Fitness Systems (ECRI) | Not Available | Not Available | HOIST Fitness Systems (ECRI) | 98-16933 | Active | HQ
MPW0835 | Ultrasound Therapy System, Phy | Ultrasound Therapy Systems, Physical Therapy (ECRI) | Richmar (ECRI) | 4.7 | Theratouch 4.7 | Richmar (ECRI) | 1123981944 | Active | HQ
MPW0837 | Phantom | Phantoms (ECRI) | HOGGAN Scientific LLC (ECRI) | 5021 | 5021 | HOGGAN Scientific LLC (ECRI) | Not Available | Active | HQ
MPW0838 | Module, Electrocardiograph | Modules, Electrocardiographs (ECRI) | Welch Allyn Inc (ECRI) | WAM | EKG WAM | Welch Allyn Inc (ECRI) | 123330000036 | Active | HQ
MPW0839 | Scale | Scales (ECRI) | Seca NA (ECRI) | 654/655 | 654/655 | Seca NA (ECRI) | 10000001186503 | Active | HQ
MPW0840 | Wheelchair scale | Scales (ECRI) | Pelstar (Health-O-Meter)(ECRI) | 2600KL | 2600KL | Pelstar (Health-O-Meter)(ECRI) | 2600E2223 | Active | HQ
MPW0841 | Monitor, Vital Signs | Monitors, Vital Signs (ECRI) | Welch Allyn Inc (ECRI) | 75MT-B | Connex Spot Monitor | Welch Allyn Inc (ECRI) | 100099432623 | Active | HQ
MPW0842 | Module, Electrocardiograph | Modules, Electrocardiographs (ECRI) | Welch Allyn Inc (ECRI) | AM12 | AM12 | Welch Allyn Inc (ECRI) | 12370000547 | Active | HQ
MPW0843 | Module, Electrocardiograph | Modules, Electrocardiographs (ECRI) | Welch Allyn Inc (ECRI) | WAM | EKG WAM | Welch Allyn Inc (ECRI) | 119340002098 | Active | HQ
MPW0844 | Defibrillator, External, Auto | Defibrillators, External, Auto (ECRI) | ZOLL Medical Corp (ECRI) | AED Plus | AED Plus | ZOLL Medical Corp (ECRI) | X23J710414 | Active | HQ
MPW0845 | Module, Electrocardiograph | Modules, Electrocardiographs (ECRI) | Welch Allyn Inc (ECRI) | WAM | EKG WAM | Welch Allyn Inc (ECRI) | 123300001747 | Active | HQ
MPW0846 | Analyzer, POC, Whole Blood | Analyzers, Point-of-Care, Whole Blood (ECRI) | Abbott Laboratories Inc (ECRI) | Afinion 2 | Afinion 2 | Abbott Laboratories Inc (ECRI) | AF20063419 | Active | HQ
MPW0847 | Defibrillator, External, Auto | Defibrillators, External, Auto (ECRI) | ZOLL Medical Corp (ECRI) | AED Plus | AED Plus | ZOLL Medical Corp (ECRI) | X09L43352 | Active | HQ
MPW0848 | Electrocardiograph, Portable | Electrocardiographs, Multichannel (ECRI) | Midmark Corp (ECRI) | IQecg | IQecg | Midmark Corp (ECRI) | 484356 | Active | HQ
MPW0849 | Table, Examination/Treatment | Tables, Examination/Treatment (ECRI) | Midmark Corp (ECRI) | 204-001 | 204-001 | Midmark Corp (ECRI) | V1947336 | Active | HQ
MPW0850 | Scale, Floor | Scales, Floor (ECRI) | Pelstar (Health-O-Meter)(ECRI) | 500KL | 500KL | Pelstar (Health-O-Meter)(ECRI) | 5000142161 | Active | HQ
MPW0851 | Monitor, Fetal | Monitors, Fetal (ECRI) | GE Healthcare (ECRI) | Corometrics 172 | Corometrics 172 | GE Healthcare (ECRI) | SNV19240021PAS | Active | HQ
MPW0852 | Sphygmomanometer | Sphygmomanometers (ECRI) | Welch Allyn Inc (ECRI) | CE0297 | CE0297 | Welch Allyn Inc (ECRI) | 090119163322 | Active | HQ
MPW0853 | GS Integrated Wall System | Ophthalmoscope/Otoscope/Vital Signs Measuring Systems (ECRI) | Welch Allyn Inc (ECRI) | 767 Series | 767 Series | Welch Allyn Inc (ECRI) | 09350 | Active | HQ
MPW0854 | Light, Examination | Lights, Examination (ECRI) | Welch Allyn Inc (ECRI) | GS IV | GS Exam Light IV | Welch Allyn Inc (ECRI) | Not Available | Active | HQ
MPW0855 | Table, Examination/Treatment | Tables, Examination/Treatment (ECRI) | Midmark Corp (ECRI) | 204-001 | 204-001 | Midmark Corp (ECRI) | V751117 | Active | HQ
MPW0856 | Scale, Floor | Scales, Floor (ECRI) | Detecto Scale Co (ECRI) | 6437DHR | 6437DHR | Detecto Scale Co (ECRI) | Not Available | Active | HQ
MPW0858 | Positive Airway Pressure Unit | Positive Airway Pressure Units, Continuous (ECRI) | ResMed Corp (ECRI) | 36010 | S9 AutoSet | ResMed Corp (ECRI) | 22201135940 | Active | HQ
MPW0860 | Positive Airway Pressure Unit | Positive Airway Pressure Units, Continuous (ECRI) | Philips Healthcare (ECRI) | 1020001 | Everflo | ResMed Corp (ECRI) | 2082290 | Active | HQ
MPW0861 | CPU | Computers (ECRI) | Philips Healthcare (ECRI) | Not Available | Not Available | Philips Healthcare (ECRI) | Not Available | Active | HQ
MPW0862 | Not Available | Not Available | Cyber Power Systems Inc (ECRI | Not Available | Not Available | Cyber Power Systems Inc (ECRI | QGRJU2005116 | Active | HQ
MPW0863 | EEG Machine | EEG Electroencephalography Monitors (ECRI) | Philips Healthcare (ECRI) | Not Available | Not Available | Philips Healthcare (ECRI) | Not Available | Active | HQ
MPW0864 | Power System | Power Systems (ECRI) | Cyber Power Systems Inc (ECRI | AVRG750U | AVRg750U | Cyber Power Systems Inc (ECRI | QGRJU2005098 | Active | HQ
MPW0865 | CPU | EEG Electroencephalography Monitors (ECRI) | Philips Healthcare (ECRI) | Not Available | Not Available | Philips Healthcare (ECRI) | Not Available | Active | HQ
MPW0866 | Power System | Power Systems (ECRI) | Philips Healthcare (ECRI) | Not Available | Not Available | Philips Healthcare (ECRI) | Not Available | Active | HQ
MPW0867 | EEG Machine | EEG Electroencephalography Monitors (ECRI) | Philips Healthcare (ECRI) | Not Available | Not Available | Philips Healthcare (ECRI) | Not Available | Active | HQ
MPW0868 | Power System | Power Systems (ECRI) | Philips Healthcare (ECRI) | Not Available | Not Available | Philips Healthcare (ECRI) | A5BS08844 | Active | HQ
MPW0869 | Power System | Power Systems (ECRI) | Cyber Power Systems Inc (ECRI | AVRG750U | AVRg750U | Cyber Power Systems Inc (ECRI | QGRJu2005071 | Active | HQ
MPW0870 | EEG Machine | EEG Electroencephalography Monitors (ECRI) | Philips Healthcare (ECRI) | Not Available | Not Available | Philips Healthcare (ECRI) | Not Available | Active | HQ
MPW0871 | Positive Airway Pressure Unit | Positive Airway Pressure Units, Continuous (ECRI) | ResMed Corp (ECRI) | 36010 | S9 AutoSet | ResMed Corp (ECRI) | 22201135935 | Active | HQ
MPW0872 | Power System | Power Systems (ECRI) | Philips Healthcare (ECRI) | Not Available | Not Available | Philips Healthcare (ECRI) | A5BS08555 | Active | HQ
MPW0873 | Power System | Power Systems (ECRI) | Cyber Power Systems Inc (ECRI | AVRG750U | AVRg750U | Cyber Power Systems Inc (ECRI | QGRJU2005026 | Active | HQ
MPW0874 | EEg Machine | EEG Electroencephalography Monitors (ECRI) | Philips Healthcare (ECRI) | Not Available | Not Available | Philips Healthcare (ECRI) | Not Available | Active | HQ
MPW0875 | Not Available | Not Available | Philips Respironics Inc (ECRI) | 1109581 | 1109581 | Philips Respironics Inc (ECRI) | L18294229ACB6 | Active | HQ
MPW0876 | Power System | Power Systems (ECRI) | Philips Respironics Inc (ECRI) | Not Available | Not Available | Philips Respironics Inc (ECRI) | A5BS19732 | Active | HQ
MPW0877 | Power System | Power Systems (ECRI) | Cyber Power Systems Inc (ECRI | AVRG750U | AVRg750U | Cyber Power Systems Inc (ECRI | QGRJU2004966 | Active | HQ
MPW0878 | Scale, Infant | Scales, Infant (ECRI) | Seca NA (ECRI) | 354 | seca 354 | Seca NA (ECRI) | 218354168211144 | Active | HQ
MPW0879 | Module, Electrocardiograph | Modules, Electrocardiographs (ECRI) | Welch Allyn Inc (ECRI) | WAM | EKG WAM | Welch Allyn Inc (ECRI) | 121260001126 | Active | HQ
MPW0880 | Thermometer, Electronic | Thermometers, Electronic (ECRI) | Welch Allyn Inc (ECRI) | 690 | SureTemp Plus | Welch Allyn Inc (ECRI) | 16352955 | Active | HQ
MPW0881 | Oximeter, Pulse | Oximeters, Pulse (ECRI) | Masimo Corp (ECRI) | Rad-G | Rad-G | Masimo Corp (ECRI) | 6000031288 | Active | HQ
MPW0882 | Thermometer, Ear | Thermometers, Electronic, Ear (ECRI) | Welch Allyn Inc (ECRI) | Pro 6000 | Braun ThermoScan | Welch Allyn Inc (ECRI) | Not Available | Active | HQ
MPW0883 | Thermometer, Electronic | Thermometers, Electronic (ECRI) | Welch Allyn Inc (ECRI) | 690 | SureTemp Plus | Welch Allyn Inc (ECRI) | 0524884 | Active | HQ
MPW0884 | Scale, Infant | Scales, Infant (ECRI) | Pelstar (Health-O-Meter)(ECRI) | 553KL | 553KL | Pelstar (Health-O-Meter)(ECRI) | 553009281 | Active | HQ
MPW0885 | Scale, Floor | Scales, Floor (ECRI) | Pelstar (Health-O-Meter)(ECRI) | 500KL | 500KL | Pelstar (Health-O-Meter)(ECRI) | 5004023-250080 | Active | HQ
MPW0886 | Thermometer, Infrared | Thermometers, Electronic, Infrared (ECRI) | MedSource Labs (ECRI) | MS-131001 | MS-131001 | MedSource Labs (ECRI) | M68200546179 | Active | HQ
MPW0887 | Table, Examination/Treatment | Tables, Examination/Treatment (ECRI) | Midmark Corp (ECRI) | 204-011 | 204-011 | Midmark Corp (ECRI) | V2673395 | Active | HQ
MPW0888 | Chair, Examination/Treatment | Chairs, Examination/Treatment (ECRI) | Midmark Corp (ECRI) | 626-003 | 626-003 | Midmark Corp (ECRI) | V2177858 | Active | HQ
MPW0889 | Footswitches | Footswitches (ECRI) | Midmark Corp (ECRI) | Not Available | Not Available | Midmark Corp (ECRI) | Not Available | Active | HQ
MPW0890 | Footswitches | Footswitches (ECRI) | Midmark Corp (ECRI) | Not Available | Not Available | Midmark Corp (ECRI) | Not Available | Active | HQ
MPW0891 | Chair, Examination/Treatment | Chairs, Examination/Treatment (ECRI) | Midmark Corp (ECRI) | 626-003 | 626-003 | Midmark Corp (ECRI) | V2177861 | Active | HQ
MPW0892 | Footswitches | Footswitches (ECRI) | Midmark Corp (ECRI) | Not Available | Not Available | Midmark Corp (ECRI) | Not Available | Active | HQ
MPW0893 | Footswitches | Footswitches (ECRI) | Midmark Corp (ECRI) | Not Available | Not Available | Midmark Corp (ECRI) | Not Available | Active | HQ
MPW0894 | Scale, Floor | Scales, Floor (ECRI) | Seca NA (ECRI) | 769 | 769 | Seca NA (ECRI) | 10000000284344 | Active | HQ
MPW0895 | Sterilizing Unit | Sterilizing Units (ECRI) | STERIS Corp (ECRI) | 300 | 300 | STERIS Corp (ECRI) | SD32948 | Active | HQ
MPW0896 | Table, Examination/Treatment | Tables, Examination/Treatment (ECRI) | Midmark Corp (ECRI) | 204-011 | 204-011 | Midmark Corp (ECRI) | V2184966 | Active | HQ
MPW0897 | Sphygmomanometer | Sphygmomanometers (ECRI) | Welch Allyn Inc (ECRI) | CE0297 | CE0297 | Welch Allyn Inc (ECRI) | 190719110715 | Active | HQ
MPW0898 | GS Integrated Wall System | Ophthalmoscope/Otoscopes (ECRI) | Welch Allyn Inc (ECRI) | 901093 | Green Series 777 | Welch Allyn Inc (ECRI) | Not Available | Active | HQ
MPW0899 | Thermometer, Electronic | Thermometers, Electronic (ECRI) | Welch Allyn Inc (ECRI) | 690 | SureTemp Plus | Welch Allyn Inc (ECRI) | 19204767 | Active | HQ
MPW0900 | Chair, Examination, Podiatry | Chairs, Examination/Treatment, Podiatry (ECRI) | Midmark Corp (ECRI) | 646-001 | 646-001 | Midmark Corp (ECRI) | V2569562 | Active | HQ
MPW0901 | Scale, Floor | Scales, Floor (ECRI) | Pelstar (Health-O-Meter)(ECRI) | 500KL | 500KL | Pelstar (Health-O-Meter)(ECRI) | 5004421215984 | Active | HQ
MPW0902 | Chair, Examination/Treatment | Chairs, Examination/Treatment (ECRI) | Midmark Corp (ECRI) | 626-001 | 626-001 | Midmark Corp (ECRI) | V2730929 | Active | HQ
MPW0903 | Sphygmomanometer, Aneroid | Sphygmomanometers, Aneroid (ECRI) | Welch Allyn Inc (ECRI) | 7670-01 | 7670-01 | Welch Allyn Inc (ECRI) | 151116174475 | Active | HQ
MPW0904 | GS Integrated Wall System | Ophthalmoscope/Otoscopes (ECRI) | Welch Allyn Inc (ECRI) | 901093 | Green Series 777 | Welch Allyn Inc (ECRI) | Not Available | Active | HQ
MPW0905 | Thermometer, Electronic | Thermometers, Electronic (ECRI) | Welch Allyn Inc (ECRI) | 690 | SureTemp Plus | Welch Allyn Inc (ECRI) | Not Available | Active | HQ
MPW0906 | Hand Control | Hand/Remote Control (ECRI) | Midmark Corp (ECRI) | 9A677001 | 626 Hand Control | Midmark Corp (ECRI) | Not Available | Active | HQ
MPW0907 | Footswitch | Footswitches (ECRI) | Midmark Corp (ECRI) | 9A677002 | 626 Foot Control | Midmark Corp (ECRI) | Not Available | Active | HQ
MPW0908 | Scale, Infant | Scales, Infant (ECRI) | Seca NA (ECRI) | 354 | seca 354 | Seca NA (ECRI) | 8354100230586 | Active | HQ
MPW0909 | Table, Examination/Treatment | Tables, Examination/Treatment (ECRI) | Midmark Corp (ECRI) | 204-001 | 204-001 | Midmark Corp (ECRI) | V1696265 | Active | HQ
MPW0910 | Scale, Floor | Scales, Floor (ECRI) | Seca NA (ECRI) | 769 | 769 | Seca NA (ECRI) | 5769339157087 | Active | HQ
MPW0911 | GS Integrated Wall System | Ophthalmoscope/Otoscopes (ECRI) | Welch Allyn Inc (ECRI) | 901093 | Green Series 777 | Welch Allyn Inc (ECRI) | Not Available | Active | HQ
MPW0912 | Sphygmomanometer, Aneroid | Sphygmomanometers, Aneroid (ECRI) | Welch Allyn Inc (ECRI) | 7670-01 | 7670-01 | Welch Allyn Inc (ECRI) | 190913115445 | Active | HQ
MPW0913 | Thermometer, Electronic | Thermometers, Electronic (ECRI) | Welch Allyn Inc (ECRI) | 690 | SureTemp Plus | Welch Allyn Inc (ECRI) | Not Available | Active | HQ
MPW0914 | Scale, Floor | Scales, Floor (ECRI) | Seca NA (ECRI) | 769 | 769 | Seca NA (ECRI) | 5769339157102 | Active | HQ
MPW0915 | Table, Examination/Treatment | Tables, Examination/Treatment (ECRI) | Midmark Corp (ECRI) | 204-001 | 204-001 | Midmark Corp (ECRI) | V1693446 | Active | HQ
MPW0916 | Sphygmomanometer | Sphygmomanometers (ECRI) | Welch Allyn Inc (ECRI) | CE0297 | CE0297 | Welch Allyn Inc (ECRI) | 151123114305 | Active | HQ
MPW0917 | GS Integrated Wall System | Ophthalmoscope/Otoscopes (ECRI) | Welch Allyn Inc (ECRI) | 901093 | Green Series 777 | Welch Allyn Inc (ECRI) | Not Available | Active | HQ
MPW0918 | Thermometer, Electronic | Thermometers, Electronic (ECRI) | Welch Allyn Inc (ECRI) | 690 | SureTemp Plus | Welch Allyn Inc (ECRI) | Not Available | Active | HQ
MPW0919 | Light, Examination | Lights, Examination (ECRI) | Brewer Co (ECRI) | 15100 | 15100 | Brewer Co (ECRI) | BI0013474 | Active | HQ
MPW0920 | Module, Electrocardiograph | Modules, Electrocardiographs (ECRI) | Welch Allyn Inc (ECRI) | AM12 | AM12 | Welch Allyn Inc (ECRI) | 122370000571 | Active | HQ
MPW0921 | Module, Electrocardiograph | Modules, Electrocardiographs (ECRI) | Welch Allyn Inc (ECRI) | AM12 | AM12 | Welch Allyn Inc (ECRI) | 122370000560 | Active | HQ
MPW0922 | Table, Examination/Treatment | Tables, Examination/Treatment, Adjustable (ECRI) | Midmark Corp (ECRI) | 623-008 | 623-008 | Midmark Corp (ECRI) | V702120 | Active | HQ
MPW0923 | Footswitch | Footswitches (ECRI) | Midmark Corp (ECRI) | 002-0763-00 | 623 Foot Control | Midmark Corp (ECRI) | Not Available | Active | HQ
MPW0924 | Scale, Floor | Scales, Floor (ECRI) | Seca NA (ECRI) | 769 | 769 | Seca NA (ECRI) | 5769348159452 | Active | HQ
MPW0925 | Sphygmomanometer, Aneroid | Sphygmomanometers, Aneroid (ECRI) | Welch Allyn Inc (ECRI) | 7670-01 | 7670-01 | Welch Allyn Inc (ECRI) | 151123194695 | Active | HQ
MPW0926 | GS Integrated Wall System | Ophthalmoscope/Otoscopes (ECRI) | Welch Allyn Inc (ECRI) | 901093 | Green Series 777 | Welch Allyn Inc (ECRI) | Not Available | Active | HQ
MPW0927 | Thermometer, Electronic | Thermometers, Electronic (ECRI) | Welch Allyn Inc (ECRI) | 690 | SureTemp Plus | Welch Allyn Inc (ECRI) | Not Available | Active | HQ
MPW0928 | Light, Examination | Lights, Examination (ECRI) | Brewer Co (ECRI) | 15100 | 15100 | Brewer Co (ECRI) | BI0013472 | Active | HQ
MPW0929 | Scale, Floor | Scales, Floor (ECRI) | Seca NA (ECRI) | 769 | 769 | Seca NA (ECRI) | 5769342157721 | Active | HQ
MPW0930 | Table, Examination/Treatment | Tables, Examination/Treatment (ECRI) | Midmark Corp (ECRI) | 204-001 | 204-001 | Midmark Corp (ECRI) | V1693437 | Active | HQ
MPW0931 | Sphygmomanometer, Aneroid | Sphygmomanometers, Aneroid (ECRI) | Welch Allyn Inc (ECRI) | 7670-01 | 7670-01 | Welch Allyn Inc (ECRI) | 151123064605 | Active | HQ
MPW0932 | GS Integrated Wall System | Ophthalmoscope/Otoscopes (ECRI) | Welch Allyn Inc (ECRI) | 901093 | Green Series 777 | Welch Allyn Inc (ECRI) | Not Available | Active | HQ
MPW0933 | Thermometer, Electronic | Thermometers, Electronic (ECRI) | Welch Allyn Inc (ECRI) | 690 | SureTemp Plus | Welch Allyn Inc (ECRI) | Not Available | Active | HQ
MPW0934 | Suction Unit | Suction Units (ECRI) | SSCOR Inc (ECRI) | 2314 | Duet | SSCOR Inc (ECRI) | M46762 | Active | HQ
MPW0935 | Defibrillator | Defibrillators (ECRI) | ZOLL Medical Corp (ECRI) | R Series Plus | R Series Plus | ZOLL Medical Corp (ECRI) | AF21G140192 | Active | HQ
MPW0936 | Lithium Ion Battery | Batteries (ECRI) | ZOLL Medical Corp (ECRI) | 8019-0535-01 | SurePower Battery Pk | ZOLL Medical Corp (ECRI) | AG23FAS2762 | Active | HQ
MPW0937 | Cardiac Trigger Monitor | Monitors, Physiologic, Multipurpose, Bedside, Modular (ECRI) | Ivy Biomedical Systems (ECRI) | 3000 | 3000 | Ivy Biomedical Systems (ECRI) | 0511262 | Active | HQ
MPW0938 | Infusion Pump | Infusion Pumps (ECRI) | Baxter Healthcare Corp (ECRI) | 3570009 | Spectrum IQ | Baxter Healthcare Corp (ECRI) | 3657027 | Active | HQ
MPW0939 | Sphygmomanometer, Electronic | Sphygmomanometers, Electronic, Automatic, Oscillometric (ECRI) | Omron Healthcare Inc (ECRI) | HEM-907XL | IntelliSense | Omron Healthcare Inc (ECRI) | 20190500109AF | Active | HQ
MPW0940 | Infusion Pump | Infusion Pumps (ECRI) | Baxter Healthcare Corp (ECRI) | 3570009 | Spectrum IQ | Baxter Healthcare Corp (ECRI) | 3656812 | Active | HQ
MPW0941 | Cardiac Trigger Monitor | Monitors, Physiologic, Multipurpose, Bedside, Modular (ECRI) | Ivy Biomedical Systems (ECRI) | 3000 | 3000 | Ivy Biomedical Systems (ECRI) | 0510300 | Active | HQ
MPW0942 | Refrigerator | Refrigerators (ECRI) | Follett LLC (ECRI) | REF1 | REF1 | Follett LLC (ECRI) | R35728 | Active | HQ
MPW0943 | Monitor, Vital Signs | Monitors, Vital Signs (ECRI) | Welch Allyn Inc (ECRI) | 68NXTX | Connex 6000 Series | Welch Allyn Inc (ECRI) | 100068972523 | Active | HQ
MPW0944 | Stress Exercise, Cardiac | Stress Exercise, Cardiac (ECRI) | Welch Allyn Inc (ECRI) | TM55 | Q-Stress | Cardiac Science Corp (ECRI) | 11040076149 | Active | HQ
MPW0945 | Stress Exercise, Cardiac | Stress Exercise, Cardiac (ECRI) | Welch Allyn Inc (ECRI) | Q-Stress | Q-Stress | Cardiac Science Corp (ECRI) | 1.14290221304 | Active | HQ
MPW0946 | Sphygmomanometer, Aneroid | Sphygmomanometers, Aneroid (ECRI) | Henry Schein Inc (ECRI) | CE0473 | CE0473 | Henry Schein Inc (ECRI) | 21011491 | Active | HQ
MPW0947 | Stress Exercise, Cardiac | Stress Exercise, Cardiac (ECRI) | Welch Allyn Inc (ECRI) | TM55 | Q-Stress | Cardiac Science Corp (ECRI) | 11040082364 | Active | HQ
MPW0948 | Stress Exercise, Cardiac | Stress Exercise, Cardiac (ECRI) | Cardiac Science Corp (ECRI) | TCR1K | Quinton Q-Stress | Cardiac Science Corp (ECRI) | QS008672 | Active | HQ
MPW0949 | Monitor, Vital Signs | Monitors, Vital Signs (ECRI) | Welch Allyn Inc (ECRI) | 68NXTX | Connex 6000 Series | Welch Allyn Inc (ECRI) | 100061242622 | Active | HQ
MPW0950 | Sphygmomanometer, Aneroid | Sphygmomanometers, Aneroid (ECRI) | Henry Schein Inc (ECRI) | CE0473 | CE0473 | Henry Schein Inc (ECRI) | 21011495 | Active | HQ
MPW0951 | Stress Exercise, Cardiac | Stress Exercise, Cardiac (ECRI) | Full Vision Inc (ECRI) | TMX425 | TrackMaster | Full Vision Inc (ECRI) | 12276 | Active | HQ
MPW0952 | Warmer, Gel | Warmers, Gel (ECRI) | Parker Laboratories Inc (ECRI) | 83-03 | Thermasonic | Parker Laboratories Inc (ECRI) | 100502CA11 | Active | HQ
MPW0953 | Detector, Fetal Heart | Detectors, Fetal Heart (ECRI) | McKesson Medical-Surg (ECRI) | 1160 | LUMEON | McKesson Medical-Surg (ECRI) | 06130986 | Active | HQ
MPW0954 | Monitor, Blood Pressure | Monitors, Blood Pressure (ECRI) | Welch Allyn Inc (ECRI) | H-BP100SBP | H-BP100SBP | Welch Allyn Inc (ECRI) | BA8334210901582D | Active | HQ
MPW0955 | Warmer, Gel | Warmers, Gel (ECRI) | Parker Laboratories Inc (ECRI) | 83-03 | Thermasonic | Parker Laboratories Inc (ECRI) | 038507CA11 | Active | HQ
MPW0956 | Sphygmomanometer, Aneroid | Sphygmomanometers, Aneroid (ECRI) | Welch Allyn Inc (ECRI) | 7670-01 | Tycos | Welch Allyn Inc (ECRI) | 060224114907 | Active | HQ
MPW0957 | Table, Imaging, Ultrasound | Tables, Imaging, Ultrasound (ECRI) | Medical Positioning Inc (ECRI) | 272 | EchoTable | Medical Positioning Inc (ECRI) | 0808654 | Active | HQ
MPW0958 | Hand/Remote Control | Hand/Remote Control (ECRI) | Medical Positioning Inc (ECRI) | TH2 | TH2 | Medical Positioning Inc (ECRI) | 202101070162 | Active | HQ
MPW0959 | Warmer, Gel | Warmers, Gel (ECRI) | Parker Laboratories Inc (ECRI) | 83-03 | Thermasonic | Parker Laboratories Inc (ECRI) | 036507CA11 | Active | HQ
MPW0960 | Monitor, Blood Pressure | Monitors, Blood Pressure (ECRI) | A&D Medical (ECRI) | UA-651BLE | UA-651BLE | A&D Medical (ECRI) | 5200807901 | Active | HQ
MPW0961 | Sphygmomanometer, Aneroid | Sphygmomanometers, Aneroid (ECRI) | Welch Allyn Inc (ECRI) | 7670-01 | Tycos | Welch Allyn Inc (ECRI) | 0107201663 | Active | HQ
MPW0962 | Table, Imaging, Ultrasound | Tables, Imaging, Ultrasound (ECRI) | Medical Positioning Inc (ECRI) | 2272 | EchoTable | Medical Positioning Inc (ECRI) | 799587 | Active | HQ
MPW0963 | Hand/Remote Control | Hand/Remote Control (ECRI) | Heritage Medical (ECRI) | EHA24-21B40N-000 | EHA24-21B40N-000 | Heritage Medical (ECRI) | Not Available | Active | HQ
MPW0964 | Reader, Radiofrequency Identif | Readers, Radiofrequency Identification Tags (ECRI) | Lantheus Medical Imaging (ECRI | VMIX2 | VIALMIX RFID | Lantheus Medical Imaging (ECRI | 2227300228 | Active | HQ
MPW0965 | Sphygmomanometer, Aneroid | Sphygmomanometers, Aneroid (ECRI) | Welch Allyn Inc (ECRI) | 7670-01 | 7670-01 | Welch Allyn Inc (ECRI) | 241009124240 | Active | HQ
MPW0966 | Stress Exercise, Cardiac | Stress Exercise, Cardiac (ECRI) | Cardiac Science Corp (ECRI) | TCR-1000 | Quinton Q-Stress | Cardiac Science Corp (ECRI) | 114290221303 | Active | HQ
MPW0967 | Stress Exercise, Cardiac | Stress Exercise, Cardiac (ECRI) | Welch Allyn Inc (ECRI) | TM55 | Q-Stress | Cardiac Science Corp (ECRI) | 11040076141 | Active | HQ
MPW0968 | Table, Examination/Treatment, | Tables, Examination/Treatment, Adjustable (ECRI) | Medical Positioning Inc (ECRI) | 283 | EchoTable | Medical Positioning Inc (ECRI) | 0809523 | Active | HQ
MPW0970 | Monitor, Bedside, Electrocardi | Monitors, Bedside, Electrocardiography (ECRI) | Ivy Biomedical Systems (ECRI) | 7600 | Cardiac Trigger | Ivy Biomedical Systems (ECRI) | 24030416 | Active | HQ
MPW0971 | Warmer, Gel | Warmers, Gel (ECRI) | Parker Laboratories Inc (ECRI) | 83-03 | Thermasonic | Parker Laboratories Inc (ECRI) | 191509BJ11 | Active | HQ
MPW0972 | Detector, Blood Flow, Ultrason | Detectors, Blood Flow, Ultrasonic (ECRI) | Cooper Surgical Inc (ECRI) | L150A | LifeDop | Cooper Surgical Inc (ECRI) | 2023040015 | Active | HQ
MPW0973 | Monitor, Blood Pressure | Monitors, Blood Pressure (ECRI) | A&D Medical (ECRI) | UA-651BLE | UA-651BLE | A&D Medical (ECRI) | 5200808017 | Active | HQ
MPW0974 | Sphygmomanometer | Sphygmomanometers (ECRI) | McKesson Medical-Surg (ECRI) | Not Available | Not Available | McKesson Medical-Surg (ECRI) | Not Available | Active | HQ
MPW0975 | Table, Imaging, Ultrasound | Tables, Imaging, Ultrasound (ECRI) | Biodex Medical Systems (ECRI) | 058-700 | Echo Pro Table | Biodex Medical Systems (ECRI) | 16080619 | Active | HQ
MPW0976 | Hand/Remote Control | Hand/Remote Control (ECRI) | Biodex Medical Systems (ECRI) | 192002301 | 192002301 | Biodex Medical Systems (ECRI) | 201601110148 | Active | HQ
MPW0977 | Sphygmomanometer, Aneroid | Sphygmomanometers, Aneroid (ECRI) | Henry Schein Inc (ECRI) | CE0473 | CE0473 | Henry Schein Inc (ECRI) | 9010678 | Active | HQ
MPW0978 | Warmer, Gel | Warmers, Gel (ECRI) | Parker Laboratories Inc (ECRI) | 83-03 | Thermasonic | Parker Laboratories Inc (ECRI) | 192509BJ11 | Active | HQ
MPW0979 | Monitor, Blood Pressure | Monitors, Blood Pressure (ECRI) | A&D Medical (ECRI) | UA-651BLE | UA-651BLE | A&D Medical (ECRI) | 5220804708 | Active | HQ
MPW0980 | Table, Imaging, Ultrasound | Tables, Imaging, Ultrasound (ECRI) | Medical Positioning Inc (ECRI) | 2272 | EchoTable | Medical Positioning Inc (ECRI) | 797910 | Active | HQ
MPW0981 | Hand/Remote Control | Hand/Remote Control (ECRI) | Medical Positioning Inc (ECRI) | Not Available | Not Available | Medical Positioning Inc (ECRI) | Not Available | Active | HQ
MPW0982 | Scale, Platform, Electronic | Scales, Platform, Electronic (ECRI) | Detecto Scale Co (ECRI) | 758C | 758C | Detecto Scale Co (ECRI) | E14309-0183 | Active | HQ
MPW0983 | Table, Examination/Treatment | Tables, Examination/Treatment, Adjustable (ECRI) | Midmark Corp (ECRI) | 623-008 | 623-008 | Midmark Corp (ECRI) | V690790 | Active | HQ
MPW0984 | Sphygmomanometer, Aneroid | Sphygmomanometers, Aneroid (ECRI) | Welch Allyn Inc (ECRI) | 7670-01 | Tycos | Welch Allyn Inc (ECRI) | 090202144146 | Active | HQ
MPW0985 | GS Integrated Wall System | Ophthalmoscope/Otoscopes (ECRI) | Welch Allyn Inc (ECRI) | 77710 | Green Series 777 | Welch Allyn Inc (ECRI) | 4673 | Active | HQ
MPW0986 | Thermometer, Electronic | Thermometers, Electronic (ECRI) | Welch Allyn Inc (ECRI) | 690 | SureTemp Plus | Welch Allyn Inc (ECRI) | 23080294 | Active | HQ
MPW0987 | Hand/Remote Control | Hand/Remote Control (ECRI) | Midmark Corp (ECRI) | 9A677001 | 626 Hand Control | Midmark Corp (ECRI) | Not Available | Active | HQ
MPW0988 | Footswitch | Footswitches (ECRI) | Midmark Corp (ECRI) | 002-0763-00 | 623 Foot Control | Midmark Corp (ECRI) | Not Available | Active | HQ
MPW0989 | Table, Examination/Treatment | Tables, Examination/Treatment (ECRI) | Midmark Corp (ECRI) | 204-001 | 204-001 | Midmark Corp (ECRI) | V747141 | Active | HQ
MPW0990 | Sphygmomanometer, Aneroid | Sphygmomanometers, Aneroid (ECRI) | Welch Allyn Inc (ECRI) | 7670-01 | Tycos | Welch Allyn Inc (ECRI) | 090202132231 | Active | HQ
MPW0991 | GS Integrated Wall System | Ophthalmoscope/Otoscopes (ECRI) | Welch Allyn Inc (ECRI) | 77710 | Green Series 777 | Welch Allyn Inc (ECRI) | 4249 | Active | HQ
MPW0992 | Thermometer, Electronic | Thermometers, Electronic (ECRI) | Welch Allyn Inc (ECRI) | 690 | SureTemp Plus | Welch Allyn Inc (ECRI) | 09150982 | Active | HQ
MPW0993 | Analyzer, Laboratory, Urine | Analyzers, Laboratory, Urine, Semiautomated (ECRI) | Siemens Healthcare (ECRI) | CLINITEK Status+ | CLINITEK Status+ | Siemens Healthcare (ECRI) | 217347 | Active | HQ
MPW0994 | Analyzer, POC, Whole Blood | Analyzers, Point-of-Care, Whole Blood (ECRI) | Abbott Laboratories Inc (ECRI) | Afinion 2 | Afinion 2 | Abbott Laboratories Inc (ECRI) | AF20041819 | Active | HQ
MPW0995 | Universal Printer | Printers (ECRI) | Alere Medical Inc (ECRI) | BTP-L560 | BTP-L560 | Alere Medical Inc (ECRI) | 2011A703650 | Active | HQ
MPW0996 | Defibrillator, External, Auto | Defibrillators, External, Auto (ECRI) | ZOLL Medical Corp (ECRI) | AED Plus | AED Plus | ZOLL Medical Corp (ECRI) | X10A435249 | Active | HQ
MPW0997 | Table, Examination/Treatment | Tables, Examination/Treatment, Adjustable (ECRI) | Midmark Corp (ECRI) | 204-002 | 204-002 | Midmark Corp (ECRI) | V641130 | Active | HQ
MPW0998 | Sphygmomanometer, Aneroid | Sphygmomanometers, Aneroid (ECRI) | Welch Allyn Inc (ECRI) | 7670-01 | Tycos | Welch Allyn Inc (ECRI) | 090202132351 | Active | HQ
MPW0999 | GS Integrated Wall System | Ophthalmoscope/Otoscopes (ECRI) | Welch Allyn Inc (ECRI) | 77710 | Green Series 777 | Welch Allyn Inc (ECRI) | 4163 | Active | HQ
MPW1000 | Thermometer, Electronic | Thermometers, Electronic (ECRI) | Welch Allyn Inc (ECRI) | 690 | SureTemp Plus | Welch Allyn Inc (ECRI) | 23092831 | Active | HQ
MPW1001 | Exerciser | Exercisers (ECRI) | TuffStuff Fitness (ECRI) | Apollo 5 | Apollo 5 | TuffStuff Fitness (ECRI) | PT01-2832 | Active | HQ
MPW1002 | Recumbent Bicycle | Exercisers, Bicycle (ECRI) | SportsArt Fitness (ECRI) | C521R | C521R | SportsArt Fitness (ECRI) | 4000604 | Active | HQ
MPW1003 | Recumbent Bicycle | Exercisers, Bicycle (ECRI) | SportsArt Fitness (ECRI) | C535R | C535R | SportsArt Fitness (ECRI) | 422976 | Active | HQ
MPW1004 | Exerciser, Elliptical | Exercisers, Elliptical (ECRI) | SCIFIT (ECRI) | REX7000 | REX7000 | SCIFIT (ECRI) | 900-007673 | Active | HQ
MPW1005 | Exerciser, Bicycle, Upright | Exercisers, Bicycle, Upright (ECRI) | SCIFIT (ECRI) | ISO7000 | ISO7000 | SCIFIT (ECRI) | 472-000219 | Active | HQ
MPW1006 | Exerciser, Upper/Lower Cycler | Exercisers (ECRI) | SCIFIT (ECRI) | Pro1000 | Pro1000 | SCIFIT (ECRI) | 670-007897 | Active | HQ
MPW1007 | Exerciser, Stair/Stepper | Exercisers, Stair/Stepper (ECRI) | NuStep LLC (ECRI) | TRS 4000 | TRS 4000 | NuStep LLC (ECRI) | 434099 | Active | HQ
MPW1008 | Recumbent Cross Trainer | Exercisers, Stair/Stepper (ECRI) | NuStep LLC (ECRI) | T4 | NuStep T4R | NuStep LLC (ECRI) | T4463692 | Active | HQ
MPW1009 | Exerciser, Bicycle | Exercisers, Bicycle (ECRI) | Vision Fitness (ECRI) | E3600HRT | E3600HRT | Vision Fitness (ECRI) | CB580305040147 | Active | HQ
MPW1010 | Exerciser, Elliptical | Exercisers, Elliptical (ECRI) | SCIFIT (ECRI) | REX7000 | REX7000 | SCIFIT (ECRI) | 990-009090 | Active | HQ
MPW1011 | Exerciser, Stair/Stepper | Exercisers, Stair/Stepper (ECRI) | NuStep LLC (ECRI) | TRS 4000 | TRS 4000 | NuStep LLC (ECRI) | 425561 | Active | HQ
MPW1012 | Exerciser, Stair/Stepper | Exercisers, Stair/Stepper (ECRI) | NuStep LLC (ECRI) | TRS 4000 | TRS 4000 | NuStep LLC (ECRI) | 434094 | Active | HQ
MPW1013 | Exerciser, Upper/Lower Cycler | Exercisers (ECRI) | SCIFIT (ECRI) | PRO1 | PRO1 | SCIFIT (ECRI) | 670-013012 | Active | HQ
MPW1014 | Exerciser, Bicycle | Exercisers, Bicycle (ECRI) | Schwinn Fitness (ECRI) | Airdyne | Airdyne | Schwinn Fitness (ECRI) | 100625PRO18230605 | Active | HQ
MPW1015 | Sphygmomanometer | Sphygmomanometers (ECRI) | Welch Allyn Inc (ECRI) | CE0297 | CE0297 | Welch Allyn Inc (ECRI) | 090202142944 | Active | HQ
MPW1016 | GS Integrated Wall System | Ophthalmoscope/Otoscope/Vital Signs Measuring Systems (ECRI) | Welch Allyn Inc (ECRI) | 767 Series | 767 Series | Welch Allyn Inc (ECRI) | Not Available | Active | HQ
MPW1018 | Thermometer, Electronic | Thermometers, Electronic (ECRI) | Welch Allyn Inc (ECRI) | 690 | SureTemp Plus | Welch Allyn Inc (ECRI) | 24367138 | Active | HQ
MPW1020 | Centrifuge, Tabletop | Centrifuges, Tabletop (ECRI) | Drucker Diagnostics (ECRI) | 642E Quest | Horizon 642E Quest | Drucker Diagnostics (ECRI) | 210713GT291 | Active | HQ
MPW1021 | Centrifuge, Tabletop | Centrifuges, Tabletop (ECRI) | Drucker Diagnostics (ECRI) | 642E Quest | Horizon 642E Quest | Drucker Diagnostics (ECRI) | 520509-393 | Active | HQ
MPW1022 | Thermometer, Electronic | Thermometers, Electronic (ECRI) | Welch Allyn Inc (ECRI) | 690 | SureTemp Plus | Welch Allyn Inc (ECRI) | 24367441 | Active | HQ
MPW1023 | Table, Examination/Treatment | Tables, Examination/Treatment (ECRI) | Midmark Corp (ECRI) | 204 | 204 | Midmark Corp (ECRI) | V747154 | Active | HQ
MPW1024 | GS Integrated Wall System | Ophthalmoscope/Otoscope/Vital Signs Measuring Systems (ECRI) | Welch Allyn Inc (ECRI) | 767 Series | 767 Series | Welch Allyn Inc (ECRI) | Not Available | Active | HQ
MPW1025 | Sphygmomanometer | Sphygmomanometers (ECRI) | Welch Allyn Inc (ECRI) | CE0297 | CE0297 | Welch Allyn Inc (ECRI) | 090202141029 | Active | HQ
MPW1026 | Thermometer, Electronic | Thermometers, Electronic (ECRI) | Welch Allyn Inc (ECRI) | 690 | SureTemp Plus | Welch Allyn Inc (ECRI) | 09150217 | Active | HQ
MPW1027 | Table, Examination/Treatment | Tables, Examination/Treatment (ECRI) | Midmark Corp (ECRI) | 204 | 204 | Midmark Corp (ECRI) | V747149 | Active | HQ
MPW1028 | Light, Examination | Lights, Examination (ECRI) | Midmark Corp (ECRI) | 253-012 | 253-012 | Midmark Corp (ECRI) | V2019004 | Active | HQ
MPW1029 | Chair, Examination/Treatment | Chairs, Examination/Treatment (ECRI) | Midmark Corp (ECRI) | 225-002 | 225-002 | Midmark Corp (ECRI) | V2007172 | Active | HQ
MPW1030 | Footswitches | Footswitches (ECRI) | Midmark Corp (ECRI) | Not Available | Not Available | Midmark Corp (ECRI) | Not Available | Active | HQ
MPW1031 | GS Integrated Wall System | Ophthalmoscope/Otoscopes (ECRI) | Welch Allyn Inc (ECRI) | 901093 | Green Series 777 | Welch Allyn Inc (ECRI) | Not Available | Active | HQ
MPW1032 | Sphygmomanometer | Sphygmomanometers (ECRI) | Welch Allyn Inc (ECRI) | CE0297 | CE0297 | Welch Allyn Inc (ECRI) | 180221125675 | Active | HQ
MPW1033 | Thermometer, Electronic | Thermometers, Electronic (ECRI) | Welch Allyn Inc (ECRI) | 690 | SureTemp Plus | Welch Allyn Inc (ECRI) | 181197168 | Active | HQ
MPW1034 | Table, Examination/Treatment | Tables, Examination/Treatment (ECRI) | Midmark Corp (ECRI) | 204-011 | 204-011 | Midmark Corp (ECRI) | V2185030 | Active | HQ
MPW1035 | Scale, Floor | Scales, Floor (ECRI) | Seca NA (ECRI) | 769 | 769 | Seca NA (ECRI) | 5769100188500 | Active | HQ
MPW1036 | Sphygmomanometer | Sphygmomanometers (ECRI) | Welch Allyn Inc (ECRI) | CE0297 | CE0297 | Welch Allyn Inc (ECRI) | 180531224495 | Active | HQ
MPW1037 | Scale, Floor | Scales, Floor (ECRI) | Seca NA (ECRI) | 769 | 769 | Seca NA (ECRI) | 5769100188506 | Active | HQ
MPW1038 | Digital Scale | Scales (ECRI) | Seca NA (ECRI) | 2001814003 | 2001814003 | Seca NA (ECRI) | 180601165915 | Active | HQ
MPW1039 | GS Integrated Wall System | Ophthalmoscope/Otoscopes (ECRI) | Welch Allyn Inc (ECRI) | 901093 | Green Series 777 | Welch Allyn Inc (ECRI) | Not Available | Active | HQ
MPW1040 | Table, Examination/Treatment | Tables, Examination/Treatment (ECRI) | Midmark Corp (ECRI) | 204-011 | 204-011 | Midmark Corp (ECRI) | V2012144 | Active | HQ
MPW1041 | Light, Examination | Lights, Examination (ECRI) | Midmark Corp (ECRI) | 253-012 | 253-012 | Midmark Corp (ECRI) | V2019052 | Active | HQ
MPW1043 | Scale, Floor | Scales, Floor (ECRI) | Detecto Scale Co (ECRI) | MV1 | MedVue | Detecto Scale Co (ECRI) | E21924-0069 | Active | HQ
MPW1044 | Microscope, Laboratory | Microscopes, Laboratory (ECRI) | Seiler Instrument (ECRI) | SeilerScope | SeilerScope | Seiler Instrument (ECRI) | 1704649 | Active | HQ
MPW1045 | Scale, Floor | Scales, Floor (ECRI) | Seca NA (ECRI) | 769 | 769 | Seca NA (ECRI) | 5769071188859 | Active | HQ
MPW1046 | Chair, Examination/Treatment | Chairs, Examination/Treatment (ECRI) | Midmark Corp (ECRI) | 225-002 | 225-002 | Midmark Corp (ECRI) | V2010645 | Active | HQ
MPW1047 | Footswitches | Footswitches (ECRI) | Midmark Corp (ECRI) | Not Available | Not Available | Midmark Corp (ECRI) | Not Available | Active | HQ
MPW1048 | Colposcope | Colposcopes (ECRI) | Cooper Surgical Inc (ECRI) | ZoomScope | ZoomScope | Cooper Surgical Inc (ECRI) | 906043 | Active | HQ
MPW1049 | Electrosurgical Unit | Electrosurgical Units, Monopolar (ECRI) | Cooper Surgical Inc (ECRI) | LP-10-120 | LEEP Precision | Cooper Surgical Inc (ECRI) | 2018090018 | Active | HQ
MPW1050 | Thermometer, Electronic | Thermometers, Electronic (ECRI) | Welch Allyn Inc (ECRI) | 690 | SureTemp Plus | Welch Allyn Inc (ECRI) | 18092346 | Active | HQ
MPW1051 | GS Integrated Wall System | Ophthalmoscope/Otoscopes (ECRI) | Welch Allyn Inc (ECRI) | 901093 | Green Series 777 | Welch Allyn Inc (ECRI) | Not Available | Active | HQ
MPW1052 | Sphygmomanometer | Sphygmomanometers (ECRI) | Welch Allyn Inc (ECRI) | CE0297 | CE0297 | Welch Allyn Inc (ECRI) | 171016152435 | Active | HQ
MPW1053 | Light, Examination | Lights, Examination (ECRI) | STERIS Corp (ECRI) | HexaLux | HexaLux | STERIS Corp (ECRI) | Not Available | Active | HQ
MPW1054 | Chair, Examination/Treatment | Chairs, Examination/Treatment (ECRI) | Midmark Corp (ECRI) | 225-002 | 225-002 | Midmark Corp (ECRI) | V2010591 | Active | HQ
MPW1055 | Footswitches | Footswitches (ECRI) | Midmark Corp (ECRI) | Not Available | Not Available | Midmark Corp (ECRI) | Not Available | Active | HQ
MPW1056 | Sphygmomanometer | Sphygmomanometers (ECRI) | Welch Allyn Inc (ECRI) | CE0297 | CE0297 | Welch Allyn Inc (ECRI) | 180221121195 | Active | HQ
MPW1057 | GS Integrated Wall System | Ophthalmoscope/Otoscopes (ECRI) | Welch Allyn Inc (ECRI) | 901093 | Green Series 777 | Welch Allyn Inc (ECRI) | Not Available | Active | HQ
MPW1058 | Thermometer, Electronic | Thermometers, Electronic (ECRI) | Welch Allyn Inc (ECRI) | 690 | SureTemp Plus | Welch Allyn Inc (ECRI) | 18186714 | Active | HQ
MPW1060 | Table, Examination/Treatment | Tables, Examination/Treatment (ECRI) | Midmark Corp (ECRI) | 204-001 | 204-001 | Midmark Corp (ECRI) | V1996384 | Active | HQ
MPW1061 | Sphygmomanometer | Sphygmomanometers (ECRI) | Welch Allyn Inc (ECRI) | CE0297 | CE0297 | Welch Allyn Inc (ECRI) | 180221130805 | Active | HQ
MPW1062 | GS Integrated Wall System | Ophthalmoscope/Otoscopes (ECRI) | Welch Allyn Inc (ECRI) | 901093 | Green Series 777 | Welch Allyn Inc (ECRI) | Not Available | Active | HQ
MPW1063 | Thermometer, Electronic | Thermometers, Electronic (ECRI) | Welch Allyn Inc (ECRI) | 690 | SureTemp Plus | Welch Allyn Inc (ECRI) | 18186663 | Active | HQ
MPW1064 | Warmer, Gel | Warmers, Gel (ECRI) | Whitehall Mfg Div (ECRI) | EBW2 | EBW2 | Whitehall Mfg Div (ECRI) | 113135 | Active | HQ
MPW1065 | Defibrillator, External, Auto | Defibrillators, External, Auto (ECRI) | ZOLL Medical Corp (ECRI) | AED Plus | AED Plus | ZOLL Medical Corp (ECRI) | X14D671383 | Active | HQ
MPW1066 | Sphygmomanometer, Electronic | Sphygmomanometers, Electronic, Automatic, Oscillometric (ECRI) | Omron Healthcare Inc (ECRI) | HEM-907XL | IntelliSense | Omron Healthcare Inc (ECRI) | 20220800050AF | Active | HQ
MPW1067 | Scale, Floor | Scales, Floor (ECRI) | Seca NA (ECRI) | 769 | 769 | Seca NA (ECRI) | 5769100188502 | Active | HQ
MPW1068 | Table, Examination/Treatment | Tables, Examination/Treatment (ECRI) | Midmark Corp (ECRI) | 204-001 | 204-001 | Midmark Corp (ECRI) | V651394 | Active | HQ
MPW1069 | Light, Examination | Lights, Examination (ECRI) | Midmark Corp (ECRI) | 253-012 | 253-012 | Midmark Corp (ECRI) | V2019029 | Active | HQ
MPW1070 | Sphygmomanometer | Sphygmomanometers (ECRI) | Welch Allyn Inc (ECRI) | CE0297 | CE0297 | Welch Allyn Inc (ECRI) | 171019212915 | Active | HQ
MPW1071 | GS Integrated Wall System | Ophthalmoscope/Otoscopes (ECRI) | Welch Allyn Inc (ECRI) | 901093 | Green Series 777 | Welch Allyn Inc (ECRI) | Not Available | Active | HQ
MPW1072 | Thermometer, Electronic | Thermometers, Electronic (ECRI) | Welch Allyn Inc (ECRI) | 690 | SureTemp Plus | Welch Allyn Inc (ECRI) | 18185964 | Active | HQ
MPW1073 | Monitor, Fetal | Monitors, Fetal (ECRI) | GE Healthcare (ECRI) | Corometrics 172 | Corometrics 172 | GE Healthcare (ECRI) | SNV19220077PAS | Active | HQ
MPW1074 | Scale, Floor | Scales, Floor (ECRI) | Pelstar (Health-O-Meter)(ECRI) | 1100KL | 1100KL | Pelstar (Health-O-Meter)(ECRI) | K110000116 | Active | HQ
MPW1075 | Scale, Infant | Scales, Infant (ECRI) | Seca NA (ECRI) | 354 | seca 354 | Seca NA (ECRI) | 8354071230035 | Active | HQ
MPW1076 | Microscope, Laboratory | Microscopes, Laboratory (ECRI) | Seiler Instrument (ECRI) | WESTLAB | WESTLAB | Seiler Instrument (ECRI) | 9904958 | Active | HQ
MPW1077 | Sterilizing Unit, Tabletop | Sterilizing Units, Steam, Tabletop (ECRI) | Midmark Corp (ECRI) | M11 | M11 UltraClave | Midmark Corp (ECRI) | V742409 | Active | HQ
MPW1078 | Sphygmomanometer, Electronic | Sphygmomanometers, Electronic, Automatic, Oscillometric (ECRI) | Omron Healthcare Inc (ECRI) | HEM-907XL | IntelliSense | Omron Healthcare Inc (ECRI) | 20230500479AF | Active | HQ
MPW1079 | Table, Examination/Treatment | Tables, Examination/Treatment (ECRI) | Midmark Corp (ECRI) | 204-001 | 204-001 | Midmark Corp (ECRI) | V751109 | Active | HQ
MPW1080 | Light, Examination | Lights, Examination (ECRI) | Welch Allyn Inc (ECRI) | GS IV | GS Exam Light IV | Welch Allyn Inc (ECRI) | Not Available | Active | HQ
MPW1081 | Sphygmomanometer | Sphygmomanometers (ECRI) | Welch Allyn Inc (ECRI) | CE0297 | CE0297 | Welch Allyn Inc (ECRI) | 080416150640 | Active | HQ
MPW1082 | GS Integrated Wall System | Ophthalmoscope/Otoscope/Vital Signs Measuring Systems (ECRI) | Welch Allyn Inc (ECRI) | 767 Series | 767 Series | Welch Allyn Inc (ECRI) | 08269 | Active | HQ
MPW1083 | GS Integrated Wall System | Ophthalmoscope/Otoscope/Vital Signs Measuring Systems (ECRI) | Welch Allyn Inc (ECRI) | 767 Series | 767 Series | Welch Allyn Inc (ECRI) | 09093 | Active | HQ
MPW1084 | Sphygmomanometer | Sphygmomanometers (ECRI) | Welch Allyn Inc (ECRI) | CE0297 | CE0297 | Welch Allyn Inc (ECRI) | 091029085956 | Active | HQ
MPW1085 | Light, Examination | Lights, Examination (ECRI) | Welch Allyn Inc (ECRI) | GS IV | GS Exam Light IV | Welch Allyn Inc (ECRI) | Not Available | Active | HQ
MPW1086 | Table, Examination/Treatment | Tables, Examination/Treatment (ECRI) | Midmark Corp (ECRI) | 204-001 | 204-001 | Midmark Corp (ECRI) | V751116 | Active | HQ
MPW1087 | Thermometer, Electronic | Thermometers, Electronic (ECRI) | Welch Allyn Inc (ECRI) | 690 | SureTemp Plus | Welch Allyn Inc (ECRI) | 07417258 | Active | HQ
MPW1088 | Sphygmomanometer | Sphygmomanometers (ECRI) | Welch Allyn Inc (ECRI) | CE0050 | CE0050 | Welch Allyn Inc (ECRI) | 101020182638 | Active | HQ
MPW1089 | GS Integrated Wall System | Ophthalmoscope/Otoscope/Vital Signs Measuring Systems (ECRI) | Welch Allyn Inc (ECRI) | 767 Series | 767 Series | Welch Allyn Inc (ECRI) | 10295 | Active | HQ
MPW1090 | Thermometer, Electronic | Thermometers, Electronic (ECRI) | Welch Allyn Inc (ECRI) | 690 | SureTemp Plus | Welch Allyn Inc (ECRI) | 10200383 | Active | HQ
MPW1091 | Light, Examination | Lights, Examination (ECRI) | Welch Allyn Inc (ECRI) | GS IV | GS Exam Light IV | Welch Allyn Inc (ECRI) | Not Available | Active | HQ
MPW1092 | Table, Examination/Treatment | Tables, Examination/Treatment (ECRI) | Midmark Corp (ECRI) | 204-001 | 204-001 | Midmark Corp (ECRI) | V751112 | Active | HQ
MPW1093 | Table, Examination/Treatment | Tables, Examination/Treatment, Adjustable (ECRI) | Midmark Corp (ECRI) | 623-007 | 623-007 | Midmark Corp (ECRI) | V106383 | Active | HQ
MPW1094 | Footswitches | Footswitches (ECRI) | Midmark Corp (ECRI) | Not Available | Not Available | Midmark Corp (ECRI) | Not Available | Active | HQ
MPW1095 | Sphygmomanometer | Sphygmomanometers (ECRI) | Welch Allyn Inc (ECRI) | CE0297 | CE0297 | Welch Allyn Inc (ECRI) | 101021081427 | Active | HQ
MPW1096 | GS Integrated Wall System | Ophthalmoscope/Otoscope/Vital Signs Measuring Systems (ECRI) | Welch Allyn Inc (ECRI) | 767 Series | 767 Series | Welch Allyn Inc (ECRI) | Not Available | Active | HQ
MPW1097 | Thermometer, Electronic | Thermometers, Electronic (ECRI) | Welch Allyn Inc (ECRI) | 690 | SureTemp Plus | Welch Allyn Inc (ECRI) | 08390849 | Active | HQ
MPW1098 | GS Integrated Wall System | Ophthalmoscope/Otoscopes (ECRI) | Welch Allyn Inc (ECRI) | 408282 | Green Series 777 | Welch Allyn Inc (ECRI) | Not Available | Active | HQ
MPW1099 | Light, Examination | Lights, Examination (ECRI) | Welch Allyn Inc (ECRI) | GS IV | GS Exam Light IV | Welch Allyn Inc (ECRI) | Not Available | Active | HQ
MPW1100 | Colposcope | Colposcopes (ECRI) | Cooper Surgical Inc (ECRI) | 1H | ColpoStar | Cooper Surgical Inc (ECRI) | 6006307/0110006 | Active | HQ
MPW1101 | Monitor, Telemetric | Monitors, Telemetric, Electrocardiography (ECRI) | ScottCare Cardio Corp (ECRI) | Innovo | Innovo | ScottCare Cardio Corp (ECRI) | 324654 | Active | HQ
MPW1102 | Monitor, Telemetric | Monitors, Telemetric, Electrocardiography (ECRI) | ScottCare Cardio Corp (ECRI) | Innovo | Innovo | ScottCare Cardio Corp (ECRI) | Not Available | Active | HQ
MPW1103 | Monitor, Telemetric | Monitors, Telemetric, Electrocardiography (ECRI) | ScottCare Cardio Corp (ECRI) | Not Available | Not Available | ScottCare Cardio Corp (ECRI) | Not Available | Active | HQ
MPW1104 | Exerciser, Upper/Lower Cycler | Exercisers (ECRI) | SCIFIT (ECRI) | Pro1000 | Pro1000 | SCIFIT (ECRI) | 660-005436 | Active | HQ
MPW1105 | Table, Examination/Treatment | Tables, Examination/Treatment (ECRI) | Midmark Corp (ECRI) | 307-002 | 307-002 | Midmark Corp (ECRI) | GZ001379 | Active | HQ
MPW1106 | Sphygmomanometer | Sphygmomanometers (ECRI) | Welch Allyn Inc (ECRI) | Tycos | Tycos | Welch Allyn Inc (ECRI) | 0012011312 | Active | HQ
MPW1107 | Sphygmomanometer | Sphygmomanometers (ECRI) | Welch Allyn Inc (ECRI) | Tycos | Tycos | Welch Allyn Inc (ECRI) | 180118095825 | Active | HQ
MPW1108 | Sphygmomanometer | Sphygmomanometers (ECRI) | Welch Allyn Inc (ECRI) | Tycos | Tycos | Welch Allyn Inc (ECRI) | 180118095495 | Active | HQ
MPW1109 | Table, Examination/Treatment | Tables, Examination/Treatment (ECRI) | Midmark Corp (ECRI) | 100-035 | 100-035 | Midmark Corp (ECRI) | KC019192 | Active | HQ
MPW1110 | Sphygmomanometer | Sphygmomanometers (ECRI) | Welch Allyn Inc (ECRI) | Tycos | Tycos | Welch Allyn Inc (ECRI) | 110054263 | Active | HQ
MPW1111 | Table, Examination/Treatment | Tables, Examination/Treatment (ECRI) | Midmark Corp (ECRI) | 100-035 | 100-035 | Midmark Corp (ECRI) | KC018643 | Active | HQ
MPW1112 | Sphygmomanometer | Sphygmomanometers (ECRI) | Welch Allyn Inc (ECRI) | Tycos | Tycos | Welch Allyn Inc (ECRI) | 110052995 | Active | HQ
MPW1113 | Electrocardiograph | Electrocardiographs, Multichannel (ECRI) | GE Healthcare (ECRI) | MAC 5500 | MAC 5500 | GE Healthcare (ECRI) | SKJ14473672PA | Active | HQ
MPW1114 | Module, Electrocardiographs | Modules, Electrocardiographs (ECRI) | GE Healthcare (ECRI) | CAM HD | CAM HD | GE Healthcare (ECRI) | RNC19220074PA | Active | HQ
MPW1115 | Scale, Floor | Scales, Floor (ECRI) | Doran Scales Inc (ECRI) | DS7060 | HandRail Scale | Doran Scales Inc (ECRI) | DS205300088 | Active | HQ
MPW1116 | Table, Examination/Treatment | Tables, Examination/Treatment (ECRI) | Midmark Corp (ECRI) | 100-035 | 100-035 | Midmark Corp (ECRI) | KC014837 | Active | HQ
MPW1117 | Sphygmomanometer | Sphygmomanometers (ECRI) | Welch Allyn Inc (ECRI) | Tycos | Tycos | Welch Allyn Inc (ECRI) | 110052992 | Active | HQ
MPW1118 | Light, Examination | Lights, Examination (ECRI) | Burton Medical LLC (ECRI) | 0102110 | 0102110 | Burton Medical LLC (ECRI) | FOP001653 | Active | HQ
MPW1119 | Defibrillator, External, Auto | Defibrillators, External, Auto (ECRI) | ZOLL Medical Corp (ECRI) | AED Plus | AED Plus | ZOLL Medical Corp (ECRI) | X10A435245 | Active | HQ
MPW1120 | Electrocardiograph Unit | Electrocardiographs, Multichannel (ECRI) | Welch Allyn Inc (ECRI) | ELI 280 | ELI 280 | Welch Allyn Inc (ECRI) | 114350228-760 | Active | HQ
MPW1121 | Module, Electrocardiograph | Modules, Electrocardiographs (ECRI) | Welch Allyn Inc (ECRI) | WAM | EKG WAM | Welch Allyn Inc (ECRI) | 114310222821 | Active | HQ
MPW1122 | Defibrillator, External, Auto | Defibrillators, External, Auto (ECRI) | ZOLL Medical Corp (ECRI) | AED Plus | AED Plus | ZOLL Medical Corp (ECRI) | X09L433600 | Active | HQ
MPW1123 | Universal Printer | Printers (ECRI) | Alere Medical Inc (ECRI) | BTP-L560 | BTP-L560 | Alere Medical Inc (ECRI) | 2011A704027 | Active | HQ
MPW1124 | Analyzer, POC, Whole Blood | Analyzers, Point-of-Care, Whole Blood (ECRI) | Abbott Laboratories Inc (ECRI) | Afinion 2 | Afinion 2 | Abbott Laboratories Inc (ECRI) | AF20041998 | Active | HQ
MPW1125 | Analyzer, Laboratory | Analyzers, Laboratory, Immunoassay, Photometric (ECRI) | BD (ECRI) | Veritor Plus | Veritor Plus | BD (ECRI) | 2302213J09BA0 | Active | HQ
MPW1126 | Centrifuge, Tabletop | Centrifuges, Tabletop (ECRI) | Drucker Diagnostics (ECRI) | 642E Cardinal | 642E Cardinal | Drucker Diagnostics (ECRI) | 180613DG463 | Active | HQ
MPW1127 | Centrifuge, Tabletop | Centrifuges, Tabletop (ECRI) | Drucker Diagnostics (ECRI) | 642E Cardinal | 642E Cardinal | Drucker Diagnostics (ECRI) | 180613DH758 | Active | HQ
MPW1128 | Scale, Floor | Scales, Floor (ECRI) | Seca NA (ECRI) | 769 | 769 | Seca NA (ECRI) | 5769100188496 | Active | HQ
MPW1129 | Ophthalmoscope/Otoscope | Ophthalmoscope/Otoscopes (ECRI) | Welch Allyn Inc (ECRI) | 901093 | Green Series 777 | Welch Allyn Inc (ECRI) | V2011380 | Active | HQ
MPW1130 | Battery/Dock Charger | Battery/Dock Chargers (ECRI) | Welch Allyn Inc (ECRI) | 71110 | 71110 | Welch Allyn Inc (ECRI) | Not Available | Active | HQ
MPW1131 | Light, Examination | Lights, Examination (ECRI) | Welch Allyn Inc (ECRI) | GS 300 | GS 300 | Welch Allyn Inc (ECRI) | Not Available | Active | HQ
MPW1132 | Footswitches | Footswitches (ECRI) | Midmark Corp (ECRI) | Not Available | Not Available | Midmark Corp (ECRI) | Not Available | Active | HQ
MPW1133 | Light, Examination | Lights, Examination, Stand-Alone (ECRI) | STERIS Corp (ECRI) | 1945241 | 1945241 | STERIS Corp (ECRI) | 2518H001355816 | Active | HQ
MPW1134 | Sphygmomanometer | Sphygmomanometers (ECRI) | Welch Allyn Inc (ECRI) | Tycos | Tycos | Welch Allyn Inc (ECRI) | 171019213905 | Active | HQ
MPW1135 | Ophthalmoscope/Otoscope | Ophthalmoscope/Otoscopes (ECRI) | Welch Allyn Inc (ECRI) | 901093 | Green Series 777 | Welch Allyn Inc (ECRI) | Not Available | Active | HQ
MPW1136 | Thermometer, Electronic | Thermometers, Electronic (ECRI) | Welch Allyn Inc (ECRI) | 690 | SureTemp Plus | Welch Allyn Inc (ECRI) | 18090385 | Active | HQ
MPW1137 | Scale, Floor | Scales, Floor (ECRI) | Seca NA (ECRI) | 769 | 769 | Seca NA (ECRI) | 5769301179744 | Active | HQ
MPW1138 | Battery/Dock Charger | Battery/Dock Chargers (ECRI) | Welch Allyn Inc (ECRI) | 71110 | 71110 | Welch Allyn Inc (ECRI) | Not Available | Active | HQ
MPW1139 | Light, Examination | Lights, Examination (ECRI) | STERIS Corp (ECRI) | 1945241 | 1945241 | STERIS Corp (ECRI) | 2518H001355824 | Active | HQ
MPW1140 | Sphygmomanometer | Sphygmomanometers (ECRI) | Welch Allyn Inc (ECRI) | Tycos | Tycos | Welch Allyn Inc (ECRI) | 180221151015 | Active | HQ
MPW1141 | Ophthalmoscope/Otoscope | Ophthalmoscope/Otoscopes (ECRI) | Welch Allyn Inc (ECRI) | 901093 | Green Series 777 | Welch Allyn Inc (ECRI) | Not Available | Active | HQ
MPW1142 | Table, Examination/Treatment | Tables, Examination/Treatment (ECRI) | Midmark Corp (ECRI) | 204 | 204 | Midmark Corp (ECRI) | V1850671 | Active | HQ
MPW1143 | Sphygmomanometer | Sphygmomanometers (ECRI) | Hillrom Co Inc (ECRI) | Not Available | Not Available | Hillrom Co Inc (ECRI) | 210831145350 | Active | HQ
MPW1144 | Light, Examination | Lights, Examination (ECRI) | Welch Allyn Inc (ECRI) | GS 300 | GS 300 | Welch Allyn Inc (ECRI) | Not Available | Active | HQ
MPW1145 | Sphygmomanometer | Sphygmomanometers (ECRI) | Welch Allyn Inc (ECRI) | Tycos | Tycos | Welch Allyn Inc (ECRI) | 171019214775 | Active | HQ
MPW1146 | Ophthalmoscope/Otoscope | Ophthalmoscope/Otoscopes (ECRI) | Welch Allyn Inc (ECRI) | 901093 | Green Series 777 | Welch Allyn Inc (ECRI) | Not Available | Active | HQ
MPW1147 | Thermometer, Electronic | Thermometers, Electronic (ECRI) | Welch Allyn Inc (ECRI) | 690 | SureTemp Plus | Welch Allyn Inc (ECRI) | 18090045 | Active | HQ
MPW1148 | Table, Examination/Treatment | Tables, Examination/Treatment (ECRI) | Midmark Corp (ECRI) | 204-011 | 204-011 | Midmark Corp (ECRI) | v2012152 | Active | HQ
MPW1149 | Light, Examination | Lights, Examination (ECRI) | Welch Allyn Inc (ECRI) | GS 300 | GS 300 | Welch Allyn Inc (ECRI) | Not Available | Active | HQ
MPW1150 | Scale, Floor | Scales, Floor (ECRI) | Seca NA (ECRI) | 769 | 769 | Seca NA (ECRI) | 5769071188862 | Active | HQ
MPW1151 | Light, Examination | Lights, Examination (ECRI) | Welch Allyn Inc (ECRI) | GS 300 | GS 300 | Welch Allyn Inc (ECRI) | Not Available | Active | HQ
MPW1152 | Table, Examination/Treatment | Tables, Examination/Treatment (ECRI) | Midmark Corp (ECRI) | 204-011 | 204-011 | Midmark Corp (ECRI) | V1996264 | Active | HQ
MPW1153 | Scale, Floor | Scales, Floor (ECRI) | Seca NA (ECRI) | 769 | 769 | Seca NA (ECRI) | 5769071188860 | Active | HQ
MPW1154 | Sphygmomanometer | Sphygmomanometers (ECRI) | Welch Allyn Inc (ECRI) | Tycos | Tycos | Welch Allyn Inc (ECRI) | 171019213345 | Active | HQ
MPW1155 | Ophthalmoscope/Otoscope | Ophthalmoscope/Otoscopes (ECRI) | Welch Allyn Inc (ECRI) | 901093 | Green Series 777 | Welch Allyn Inc (ECRI) | Not Available | Active | HQ
MPW1157 | Scale, Floor | Scales, Floor (ECRI) | Seca NA (ECRI) | 769 | 769 | Seca NA (ECRI) | 5769071188863 | Active | HQ
MPW1158 | Table, Examination/Treatment | Tables, Examination/Treatment (ECRI) | Midmark Corp (ECRI) | 204-011 | 204-011 | Midmark Corp (ECRI) | V1996253 | Active | HQ
MPW1159 | Light, Examination | Lights, Examination (ECRI) | Welch Allyn Inc (ECRI) | GS 300 | GS 300 | Welch Allyn Inc (ECRI) | Not Available | Active | HQ
MPW1160 | Sphygmomanometer | Sphygmomanometers (ECRI) | Welch Allyn Inc (ECRI) | Tycos | Tycos | Welch Allyn Inc (ECRI) | 171019213455 | Active | HQ
MPW1161 | Ophthalmoscope/Otoscope | Ophthalmoscope/Otoscopes (ECRI) | Welch Allyn Inc (ECRI) | Not Available | Not Available | Welch Allyn Inc (ECRI) | Not Available | Active | HQ
MPW1162 | Thermometer, Electronic | Thermometers, Electronic (ECRI) | Welch Allyn Inc (ECRI) | 690 | SureTemp Plus | Welch Allyn Inc (ECRI) | 18197169 | Active | HQ
MPW1163 | Table, Examination/Treatment | Tables, Examination/Treatment (ECRI) | Midmark Corp (ECRI) | 204-011 | 204-011 | Midmark Corp (ECRI) | V2012249 | Active | HQ
MPW1164 | Scale, Floor | Scales, Floor (ECRI) | Seca NA (ECRI) | 769 | 769 | Seca NA (ECRI) | 5769100188509 | Active | HQ
MPW1165 | Sphygmomanometer | Sphygmomanometers (ECRI) | Welch Allyn Inc (ECRI) | Tycos | Tycos | Welch Allyn Inc (ECRI) | 170221081715 | Active | HQ
MPW1166 | Ophthalmoscope/Otoscope | Ophthalmoscope/Otoscopes (ECRI) | Welch Allyn Inc (ECRI) | Not Available | Not Available | Welch Allyn Inc (ECRI) | Not Available | Active | HQ
MPW1168 | Thermometer, Electronic | Thermometers, Electronic (ECRI) | Welch Allyn Inc (ECRI) | 690 | SureTemp Plus | Welch Allyn Inc (ECRI) | 18185994 | Active | HQ
MPW1169 | Sphygmomanometer | Sphygmomanometers (ECRI) | Hillrom Co Inc (ECRI) | Not Available | Not Available | Hillrom Co Inc (ECRI) | 240626064100 | Active | HQ
MPW1170 | Table, Examination/Treatment | Tables, Examination/Treatment, Adjustable (ECRI) | Midmark Corp (ECRI) | 623-007 | 623-007 | Midmark Corp (ECRI) | V813988 | Active | HQ
MPW1171 | Light, Examination | Lights, Examination (ECRI) | Welch Allyn Inc (ECRI) | GS 300 | GS 300 | Welch Allyn Inc (ECRI) | Not Available | Active | HQ
MPW1172 | Sphygmomanometer | Sphygmomanometers (ECRI) | Welch Allyn Inc (ECRI) | Tycos | Tycos | Welch Allyn Inc (ECRI) | 171019211055 | Active | HQ
MPW1173 | Ophthalmoscope/Otoscope | Ophthalmoscope/Otoscopes (ECRI) | Welch Allyn Inc (ECRI) | 901093 | Green Series 777 | Welch Allyn Inc (ECRI) | Not Available | Active | HQ
MPW1174 | Thermometer, Electronic | Thermometers, Electronic (ECRI) | Welch Allyn Inc (ECRI) | 690 | SureTemp Plus | Welch Allyn Inc (ECRI) | 12051687 | Active | HQ
MPW1175 | Footswitches | Footswitches (ECRI) | Midmark Corp (ECRI) | Not Available | Not Available | Midmark Corp (ECRI) | Not Available | Active | HQ
MPW1176 | Scale, Floor | Scales, Floor (ECRI) | Seca NA (ECRI) | 769 | 769 | Seca NA (ECRI) | 5769071188856 | Active | HQ
MPW1177 | Table, Examination/Treatment | Tables, Examination/Treatment, Adjustable (ECRI) | Midmark Corp (ECRI) | 204-002 | 204-002 | Midmark Corp (ECRI) | V651017 | Active | HQ
MPW1178 | Scale, Floor | Scales, Floor (ECRI) | Seca NA (ECRI) | 769 | 769 | Seca NA (ECRI) | 5769289175640 | Active | HQ
MPW1179 | Sphygmomanometer | Sphygmomanometers (ECRI) | Welch Allyn Inc (ECRI) | Tycos | Tycos | Welch Allyn Inc (ECRI) | 171019214555 | Active | HQ
MPW1180 | Ophthalmoscope/Otoscope | Ophthalmoscope/Otoscopes (ECRI) | Welch Allyn Inc (ECRI) | 901093 | Green Series 777 | Welch Allyn Inc (ECRI) | Not Available | Active | HQ
MPW1181 | Thermometer, Electronic | Thermometers, Electronic (ECRI) | Welch Allyn Inc (ECRI) | 690 | SureTemp Plus | Welch Allyn Inc (ECRI) | 05249011 | Active | HQ
MPW1182 | Scale, Floor | Scales, Floor (ECRI) | Doran Scales Inc (ECRI) | DS7060 | HandRail Scale | Doran Scales Inc (ECRI) | DS23040001072 | Active | HQ
MPW1183 | Table, Examination/Treatment | Tables, Examination/Treatment (ECRI) | Midmark Corp (ECRI) | 204-011 | 204-011 | Midmark Corp (ECRI) | V1996296 | Active | HQ
MPW1184 | Sphygmomanometer | Sphygmomanometers (ECRI) | Welch Allyn Inc (ECRI) | Tycos | Tycos | Welch Allyn Inc (ECRI) | 171019213135 | Active | HQ
MPW1185 | Ophthalmoscope/Otoscope | Ophthalmoscope/Otoscopes (ECRI) | Welch Allyn Inc (ECRI) | 901093 | Green Series 777 | Welch Allyn Inc (ECRI) | Not Available | Active | HQ
MPW1186 | Thermometer, Electronic | Thermometers, Electronic (ECRI) | Welch Allyn Inc (ECRI) | 690 | SureTemp Plus | Welch Allyn Inc (ECRI) | 17485924 | Active | HQ
MPW1187 | Scale, Floor | Scales, Floor (ECRI) | Seca NA (ECRI) | 769 | 769 | Seca NA (ECRI) | 5769100188501 | Active | HQ
MPW1188 | Chair, Examination/Treatment | Chairs, Examination/Treatment (ECRI) | Midmark Corp (ECRI) | 224-002 | 224-002 | Midmark Corp (ECRI) | V2016068 | Active | HQ
MPW1189 | Sphygmomanometer | Sphygmomanometers (ECRI) | Welch Allyn Inc (ECRI) | Tycos | Tycos | Welch Allyn Inc (ECRI) | 180221130125 | Active | HQ
MPW1190 | Ophthalmoscope/Otoscope | Ophthalmoscope/Otoscopes (ECRI) | Welch Allyn Inc (ECRI) | 901093 | Green Series 777 | Welch Allyn Inc (ECRI) | Not Available | Active | HQ
MPW1191 | Thermometer, Electronic | Thermometers, Electronic (ECRI) | Welch Allyn Inc (ECRI) | 690 | SureTemp Plus | Welch Allyn Inc (ECRI) | 17138753 | Active | HQ
MPW1192 | Sphygmomanometer | Sphygmomanometers (ECRI) | Welch Allyn Inc (ECRI) | Tycos | Tycos | Welch Allyn Inc (ECRI) | 170321185395 | Active | HQ
MPW1193 | Light, Examination | Lights, Examination (ECRI) | Welch Allyn Inc (ECRI) | GS 300 | GS 300 | Welch Allyn Inc (ECRI) | Not Available | Active | HQ
MPW1194 | Scale, Floor | Scales, Floor (ECRI) | Seca NA (ECRI) | 769 | 769 | Seca NA (ECRI) | 5769071188855 | Active | HQ
MPW1195 | Table, Examination/Treatment | Tables, Examination/Treatment (ECRI) | Midmark Corp (ECRI) | 204-011 | 204-011 | Midmark Corp (ECRI) | V1996052 | Active | HQ
MPW1196 | Ophthalmoscope/Otoscope | Ophthalmoscope/Otoscopes (ECRI) | Welch Allyn Inc (ECRI) | 901093 | Green Series 777 | Welch Allyn Inc (ECRI) | Not Available | Active | HQ
MPW1197 | Thermometer, Electronic | Thermometers, Electronic (ECRI) | Welch Allyn Inc (ECRI) | 690 | SureTemp Plus | Welch Allyn Inc (ECRI) | 18090059 | Active | HQ
MPW1198 | Scale, Floor | Scales, Floor (ECRI) | Seca NA (ECRI) | 769 | 769 | Seca NA (ECRI) | 5769292176894 | Active | HQ
MPW1199 | Sterilizing Unit, Dry Heat | Sterilizing Units, Dry Heat (ECRI) | CPAC Equipment Inc (ECRI) | Steri-Dent 300 | Steri-Dent 300 | CPAC Equipment Inc (ECRI) | SD32452 | Active | HQ
MPW1200 | Table, Examination/Treatment | Tables, Examination/Treatment (ECRI) | Midmark Corp (ECRI) | 204 | 204 | Midmark Corp (ECRI) | Not Available | Active | HQ
MPW1201 | Thermometer, Electronic, Infra | Thermometers, Electronic, Infrared (ECRI) | Meet International Ltd (ECRI) | MS-79 | MS-79 | Meet International Ltd (ECRI) | Not Available | Active | HQ
MPW1202 | Table, Examination/Treatment | Tables, Examination/Treatment (ECRI) | Midmark Corp (ECRI) | 204-001 | 204-001 | Midmark Corp (ECRI) | V749319 | Active | HQ
MPW1203 | Sphygmomanometer | Sphygmomanometers (ECRI) | Welch Allyn Inc (ECRI) | CE0297 | Tycos | Welch Allyn Inc (ECRI) | 090202142712 | Active | HQ
MPW1204 | GS Integrated Wall System | Ophthalmoscope/Otoscope/Vital Signs Measuring Systems (ECRI) | Welch Allyn Inc (ECRI) | 767 Series | 767 Series | Welch Allyn Inc (ECRI) | 4816 | Active | HQ
MPW1205 | Thermometer, Electronic | Thermometers, Electronic (ECRI) | Welch Allyn Inc (ECRI) | 690 | SureTemp Plus | Welch Allyn Inc (ECRI) | 09150017 | Active | HQ
MPW1206 | Sphygmomanometer | Sphygmomanometers (ECRI) | Welch Allyn Inc (ECRI) | CE0297 | CE0297 | Welch Allyn Inc (ECRI) | 090202141502 | Active | HQ
MPW1207 | GS Integrated Wall System | Ophthalmoscope/Otoscope/Vital Signs Measuring Systems (ECRI) | Welch Allyn Inc (ECRI) | 767 Series | 767 Series | Welch Allyn Inc (ECRI) | Not Available | Active | HQ
MPW1208 | Scale, Floor | Scales, Floor (ECRI) | Seca NA (ECRI) | 769 | 769 | Seca NA (ECRI) | 5769100188498 | Active | HQ
MPW1210 | Scale, Floor | Scales, Floor (ECRI) | Seca NA (ECRI) | 769 | 769 | Seca NA (ECRI) | 5769100188507 | Active | HQ
MPW1211 | Sphygmomanometer | Sphygmomanometers (ECRI) | Welch Allyn Inc (ECRI) | CE0297 | CE0297 | Welch Allyn Inc (ECRI) | 180501130475 | Active | HQ
MPW1212 | Ophthalmoscope/Otoscope | Ophthalmoscope/Otoscopes (ECRI) | Welch Allyn Inc (ECRI) | 901093 | Green Series 777 | Welch Allyn Inc (ECRI) | Not Available | Active | HQ
MPW1213 | Thermometer, Electronic | Thermometers, Electronic (ECRI) | Welch Allyn Inc (ECRI) | 690 | SureTemp Plus | Welch Allyn Inc (ECRI) | 18157415 | Active | HQ
MPW1214 | Table, Examination/Treatment | Tables, Examination/Treatment (ECRI) | Midmark Corp (ECRI) | 204-011 | 204-011 | Midmark Corp (ECRI) | V2011858 | Active | HQ
MPW1215 | Scale, Floor | Scales, Floor (ECRI) | Seca NA (ECRI) | 769 | 769 | Seca NA (ECRI) | 5769071188857 | Active | HQ
MPW1216 | Sphygmomanometer | Sphygmomanometers (ECRI) | Welch Allyn Inc (ECRI) | CE0297 | CE0297 | Welch Allyn Inc (ECRI) | 171019212805 | Active | HQ
MPW1217 | Ophthalmoscope/Otoscope | Ophthalmoscope/Otoscopes (ECRI) | Welch Allyn Inc (ECRI) | 901093 | Green Series 777 | Welch Allyn Inc (ECRI) | Not Available | Active | HQ
MPW1218 | Thermometer, Electronic | Thermometers, Electronic (ECRI) | Welch Allyn Inc (ECRI) | 690 | SureTemp Plus | Welch Allyn Inc (ECRI) | 18090386 | Active | HQ
MPW1219 | Scale, Floor | Scales, Floor (ECRI) | Seca NA (ECRI) | 769 | 769 | Seca NA (ECRI) | 5769100188510 | Active | HQ
MPW1220 | Sphygmomanometer | Sphygmomanometers (ECRI) | Welch Allyn Inc (ECRI) | CE0297 | CE0297 | Welch Allyn Inc (ECRI) | 180601130365 | Active | HQ
MPW1221 | Opthalmoscope/Otoscope | Ophthalmoscope/Otoscopes (ECRI) | Welch Allyn Inc (ECRI) | 901093 | Green Series 777 | Welch Allyn Inc (ECRI) | Not Available | Active | HQ
MPW1222 | Table, Imaging, Ultrasound | Tables, Imaging, Ultrasound (ECRI) | Oakworks Inc (ECRI) | USG3 | USG3 | Oakworks Inc (ECRI) | USE727877 | Active | HQ
MPW1223 | Hand/Remote Control | Hand/Remote Control (ECRI) | Oakworks Inc (ECRI) | Not Available | Not Available | Oakworks Inc (ECRI) | Not Available | Active | HQ
MPW1224 | Scale, Floor | Scales, Floor (ECRI) | Seca NA (ECRI) | 769 | 769 | Seca NA (ECRI) | 5769100188499 | Active | HQ
MPW1225 | Table, Examination/Treatment | Tables, Examination/Treatment (ECRI) | Midmark Corp (ECRI) | 204-011 | 204-011 | Midmark Corp (ECRI) | V2012015 | Active | HQ
MPW1226 | Opthalmoscope/Otoscope | Ophthalmoscope/Otoscopes (ECRI) | Welch Allyn Inc (ECRI) | 901093 | Green Series 777 | Welch Allyn Inc (ECRI) | Not Available | Active | HQ
MPW1227 | Table, Examination/Treatment | Tables, Examination/Treatment (ECRI) | Midmark Corp (ECRI) | 204-001 | 204-001 | Midmark Corp (ECRI) | V1849736 | Active | HQ
MPW1228 | Sphygmomanometer | Sphygmomanometers (ECRI) | Hillrom Co Inc (ECRI) | CE0297 | CE0297 | Hillrom Co Inc (ECRI) | 230315092340 | Active | HQ
MPW1229 | Sphygmomanometer | Sphygmomanometers (ECRI) | Welch Allyn Inc (ECRI) | CE0297 | CE0297 | Welch Allyn Inc (ECRI) | 171019213565 | Active | HQ
MPW1230 | Ophthlamscope/Otoscope | Ophthalmoscope/Otoscopes (ECRI) | Welch Allyn Inc (ECRI) | 901093 | Green Series 777 | Welch Allyn Inc (ECRI) | Not Available | Active | HQ
MPW1231 | Thermometer, Electronic | Thermometers, Electronic (ECRI) | Welch Allyn Inc (ECRI) | 690 | SureTemp Plus | Welch Allyn Inc (ECRI) | 18157871 | Active | HQ
MPW1232 | Scale, Floor | Scales, Floor (ECRI) | Seca NA (ECRI) | 769 | 769 | Seca NA (ECRI) | 5769100188505 | Active | HQ
MPW1233 | Sphygmomanometer | Sphygmomanometers (ECRI) | Hillrom Co Inc (ECRI) | CE0297 | CE0297 | Hillrom Co Inc (ECRI) | 221008115110 | Active | HQ
MPW1234 | Module, Electrocardiograph | Modules, Electrocardiographs (ECRI) | Welch Allyn Inc (ECRI) | WAM | EKG WAM | Welch Allyn Inc (ECRI) | 124350000344 | Active | HQ
MPW1235 | Table, Examination/Treatment | Tables, Examination/Treatment (ECRI) | Midmark Corp (ECRI) | 204-011 | 204-011 | Midmark Corp (ECRI) | V2012028 | Active | HQ
MPW1236 | Scale, Floor | Scales, Floor (ECRI) | Seca NA (ECRI) | 769 | 769 | Seca NA (ECRI) | 5769100188508 | Active | HQ
MPW1237 | Sphygmomanometer | Sphygmomanometers (ECRI) | Welch Allyn Inc (ECRI) | CE0297 | CE0297 | Welch Allyn Inc (ECRI) | 171019214015 | Active | HQ
MPW1238 | Ophthlmoscope/Otoscope | Ophthalmoscope/Otoscopes (ECRI) | Welch Allyn Inc (ECRI) | 901093 | Green Series 777 | Welch Allyn Inc (ECRI) | Not Available | Active | HQ
MPW1239 | Table, Examination/Treatment | Tables, Examination/Treatment (ECRI) | Midmark Corp (ECRI) | 204-011 | 204-011 | Midmark Corp (ECRI) | V1996381 | Active | HQ
MPW1240 | Sphygmomanometer | Sphygmomanometers (ECRI) | Welch Allyn Inc (ECRI) | CE0297 | CE0297 | Welch Allyn Inc (ECRI) | 171019213025 | Active | HQ
MPW1241 | Scale, Floor | Scales, Floor (ECRI) | Seca NA (ECRI) | 769 | 769 | Seca NA (ECRI) | 5769071188858 | Active | HQ
MPW1242 | Light, Examination | Lights, Examination (ECRI) | Welch Allyn Inc (ECRI) | GS 300 | GS 300 | Welch Allyn Inc (ECRI) | Not Available | Active | HQ
MPW1243 | Thermometer, Electronic | Thermometers, Electronic (ECRI) | Welch Allyn Inc (ECRI) | 690 | SureTemp Plus | Welch Allyn Inc (ECRI) | 18197133 | Active | HQ
MPW1244 | Opthlamoscope/Otoscope | Ophthalmoscope/Otoscopes (ECRI) | Welch Allyn Inc (ECRI) | 901093 | Green Series 777 | Welch Allyn Inc (ECRI) | Not Available | Active | HQ
MPW1245 | Audiometer | Audiometers (ECRI) | MAICO Diagnostics (ECRI) | MA25 | MA25 | MAICO Diagnostics (ECRI) | MA9107597 | Active | HQ
MPW1246 | Module, Electrocardiograph | Modules, Electrocardiographs (ECRI) | Welch Allyn Inc (ECRI) | WAM | EKG WAM | Welch Allyn Inc (ECRI) | 124090000882 | Active | HQ
MPW1247 | Defibrillator, External, Auto | Defibrillators, External, Auto (ECRI) | ZOLL Medical Corp (ECRI) | AED Plus | AED Plus | ZOLL Medical Corp (ECRI) | X08I169620 | Active | HQ
MPW1248 | Sphygmomanometer | Sphygmomanometers (ECRI) | Welch Allyn Inc (ECRI) | CE0297 | CE0297 | Welch Allyn Inc (ECRI) | 091029092301 | Active | HQ
MPW1249 | GS Integrated Wall System | Ophthalmoscope/Otoscope/Vital Signs Measuring Systems (ECRI) | Welch Allyn Inc (ECRI) | 767 Series | 767 Series | Welch Allyn Inc (ECRI) | 09350 | Active | HQ
MPW1250 | Chair, Examination/Treatment | Chairs, Examination/Treatment (ECRI) | Midmark Corp (ECRI) | 626-003 | 626-003 | Midmark Corp (ECRI) | V2546416 | Active | HQ
MPW1251 | Hand/Remote Control | Hand/Remote Control (ECRI) | Midmark Corp (ECRI) | Not Available | Not Available | Midmark Corp (ECRI) | Not Available | Active | HQ
MPW1252 | Analyzer, POC, Whole Blood | Analyzers, Point-of-Care, Whole Blood (ECRI) | Abbott Laboratories Inc (ECRI) | Afinion 2 | Afinion 2 | Abbott Laboratories Inc (ECRI) | AF20049821 | Active | HQ
MPW1253 | Footswitch | Footswitches (ECRI) | Midmark Corp (ECRI) | 029-10000-XX | 029-10000-XX | Midmark Corp (ECRI) | Not Available | Active | HQ
MPW1254 | Table, Examination/Treatment | Tables, Examination/Treatment, Adjustable (ECRI) | Midmark Corp (ECRI) | 623-007 | 623-007 | Midmark Corp (ECRI) | V852027 | Active | HQ
MPW1255 | Hand/Remote Control | Hand/Remote Control (ECRI) | Midmark Corp (ECRI) | Not Available | Not Available | Midmark Corp (ECRI) | Not Available | Active | HQ
MPW1256 | Light, Examination | Lights, Examination (ECRI) | Midmark Corp (ECRI) | 253-400264 | 253-400264 | Midmark Corp (ECRI) | Not Available | Active | HQ
MPW1257 | Table, Examination/Treatment | Tables, Examination/Treatment (ECRI) | Midmark Corp (ECRI) | 204-001 | 204-001 | Midmark Corp (ECRI) | V751113 | Active | HQ
MPW1258 | Light, Examination | Lights, Examination (ECRI) | Welch Allyn Inc (ECRI) | GS IV | GS Exam Light IV | Welch Allyn Inc (ECRI) | Not Available | Active | HQ
MPW1259 | Sphygmomanometer | Sphygmomanometers (ECRI) | Welch Allyn Inc (ECRI) | CE0297 | Tycos | Welch Allyn Inc (ECRI) | 080416160542 | Active | HQ
MPW1260 | GS Integrated Wall System | Ophthalmoscope/Otoscope/Vital Signs Measuring Systems (ECRI) | Welch Allyn Inc (ECRI) | 767 Series | 767 Series | Welch Allyn Inc (ECRI) | 08264 | Active | HQ
MPW1261 | Defibrillator, External, Auto | Defibrillators, External, Auto (ECRI) | ZOLL Medical Corp (ECRI) | AED Plus | AED Plus | ZOLL Medical Corp (ECRI) | X23K731474 | Active | HQ
MPW1262 | Scale, Patient, Wheelchair | Scales, Wheelchair (ECRI) | Pelstar (Health-O-Meter)(ECRI) | 2600KL | 2600KL | Pelstar (Health-O-Meter)(ECRI) | 2600ER20240186 | Active | HQ
MPW1263 | Monitor, Vital Signs | Monitors, Vital Signs (ECRI) | Welch Allyn Inc (ECRI) | 75MT | Connex Spot Monitor | Welch Allyn Inc (ECRI) | 100047290624 | Active | HQ
MPW1264 | Module, Electrocardiograph | Modules, Electrocardiographs (ECRI) | Welch Allyn Inc (ECRI) | AM12 | AM12 | Welch Allyn Inc (ECRI) | 124060000938 | Active | HQ
MPW1265 | Thermometer, Electronic, Infra | Thermometers, Electronic, Infrared (ECRI) | MedSource Labs (ECRI) | MS-131001 | MS-131001 | MedSource Labs (ECRI) | M02200519189 | Active | HQ
MPW1266 | Module, Electrocardiograph | Modules, Electrocardiographs (ECRI) | Welch Allyn Inc (ECRI) | WAM | EKG WAM | Welch Allyn Inc (ECRI) | 122370000512 | Active | HQ
MPW1268 | Chair, Examination/Treatment | Chairs, Examination/Treatment (ECRI) | Midmark Corp (ECRI) | 626-001 | 626-001 | Midmark Corp (ECRI) | V2555570 | Active | HQ
MPW1269 | Hand/Remote Control | Hand/Remote Control (ECRI) | Midmark Corp (ECRI) | Not Available | Not Available | Midmark Corp (ECRI) | Not Available | Active | HQ
MPW1270 | Centrifuge, Tabletop | Centrifuges, Tabletop (ECRI) | Drucker Diagnostics (ECRI) | 642E Quest | Horizon 642E Quest | Drucker Diagnostics (ECRI) | 520312-1120 | Active | HQ
MPW1271 | Analyzer, POC, Whole Blood | Analyzers, Point-of-Care, Whole Blood (ECRI) | Abbott Laboratories Inc (ECRI) | Afinion 2 | Afinion 2 | Abbott Laboratories Inc (ECRI) | AF20041994 | Active | HQ
MPW1272 | Analyzer, POC, Whole Blood | Analyzers, Point-of-Care, Whole Blood (ECRI) | Abbott Laboratories Inc (ECRI) | Afinion 2 | Afinion 2 | Abbott Laboratories Inc (ECRI) | AF20066704 | Active | HQ
MPW1273 | Analyzer, Laboratory, Urine | Analyzers, Laboratory, Urine, Semiautomated (ECRI) | Siemens Healthcare (ECRI) | CLINITEK Status+ | CLINITEK Status+ | Siemens Healthcare (ECRI) | 368214 | Active | HQ
MPW1274 | Analyzer, Laboratory, Urine | Analyzers, Laboratory, Urine, Semiautomated (ECRI) | Siemens Healthcare (ECRI) | CLINITEK Status+ | CLINITEK Status+ | Siemens Healthcare (ECRI) | 353428 | Active | HQ
MPW1275 | Microscope, Laboratory | Microscopes, Laboratory (ECRI) | Not Available | Not Available | Not Available | Not Available | Not Available | Active | HQ
MPW1276 | Probe | Probes (ECRI) | GE Healthcare (ECRI) | Not Available | Not Available | GE Healthcare (ECRI) | Not Available | Active | HQ
MPW1277 | Footswitch | Footswitches (ECRI) | Not Available | Not Available | Not Available | Not Available | Not Available | Active | HQ
MPW1278 | Table, Examination/Treatment | Tables, Examination/Treatment, Adjustable (ECRI) | Midmark Corp (ECRI) | 623-007 | 623-007 | Midmark Corp (ECRI) | V854554 | Active | HQ
MPW1279 | Hand/Remote Control | Hand/Remote Control (ECRI) | Midmark Corp (ECRI) | Not Available | Not Available | Midmark Corp (ECRI) | Not Available | Active | HQ
MPW1280 | Footswitch | Footswitches (ECRI) | Midmark Corp (ECRI) | Not Available | Not Available | Midmark Corp (ECRI) | Not Available | Active | HQ
MPW1281 | Scale, Floor | Scales, Floor (ECRI) | Seca NA (ECRI) | 769 | 769 | Seca NA (ECRI) | 10000000391194 | Active | HQ
MPW1282 | Thermometer, Electronic, Infra | Thermometers, Electronic, Infrared (ECRI) | MedSource Labs (ECRI) | MS-131001 | MS-131001 | MedSource Labs (ECRI) | M02200544546 | Active | HQ
MPW1283 | Sphygmomanometer | Sphygmomanometers (ECRI) | Hillrom Co Inc (ECRI) | CE0297 | CE0297 | Hillrom Co Inc (ECRI) | 220403144040 | Active | HQ
MPW1284 | GS Integrated Wall System | Ophthalmoscope/Otoscopes (ECRI) | Welch Allyn Inc (ECRI) | 408282 | Green Series 777 | Welch Allyn Inc (ECRI) | Not Available | Active | HQ
MPW1285 | Thermometer, Electronic | Thermometers, Electronic (ECRI) | Welch Allyn Inc (ECRI) | 690 | SureTemp Plus | Welch Allyn Inc (ECRI) | Not Available | Active | HQ
MPW1286 | GS Integrated Wall System | Ophthalmoscope/Otoscope/Vital Signs Measuring Systems (ECRI) | Henry Schein Inc (ECRI) | SM2WAS-HS | Green Series 777 | Henry Schein Inc (ECRI) | Not Available | Active | HQ
MPW1287 | Table, Examination/Treatment | Tables, Examination/Treatment (ECRI) | Midmark Corp (ECRI) | 204-011 | 204-011 | Midmark Corp (ECRI) | V2673867 | Active | HQ
MPW1288 | Sphygmomanometer | Sphygmomanometers (ECRI) | Hillrom Co Inc (ECRI) | CE0297 | CE0297 | Hillrom Co Inc (ECRI) | 22040215920 | Active | HQ
MPW1289 | Sphygmomanometer | Sphygmomanometers (ECRI) | Hillrom Co Inc (ECRI) | Not Available | Not Available | Hillrom Co Inc (ECRI) | Not Available | Active | HQ
MPW1290 | Thermometer, Electronic | Thermometers, Electronic (ECRI) | Welch Allyn Inc (ECRI) | 690 | SureTemp Plus | Welch Allyn Inc (ECRI) | Not Available | Active | HQ
MPW1291 | GS Integrated Wall System | Ophthalmoscope/Otoscopes (ECRI) | Welch Allyn Inc (ECRI) | 408282 | Green Series 777 | Welch Allyn Inc (ECRI) | Not Available | Active | HQ
MPW1292 | Thermometer, Electronic, Infra | Thermometers, Electronic, Infrared (ECRI) | MedSource Labs (ECRI) | JXB-178 | JXB-178 | MedSource Labs (ECRI) | Not Available | Active | HQ
MPW1293 | Scale, Floor | Scales, Floor (ECRI) | Pelstar (Health-O-Meter)(ECRI) | 500KL | 500KL | Pelstar (Health-O-Meter)(ECRI) | 5004023-250084 | Active | HQ
MPW1294 | Thermometer, Electronic, Infra | Thermometers, Electronic, Infrared (ECRI) | MedSource Labs (ECRI) | MS-131001 | MS-131001 | MedSource Labs (ECRI) | MO2200545545 | Active | HQ
MPW1295 | Otoscope | Otoscopes (ECRI) | Welch Allyn Inc (ECRI) | 7670-01 | 7670-01 | Welch Allyn Inc (ECRI) | Not Available | Active | HQ
MPW1296 | Sphygmomanometer | Sphygmomanometers (ECRI) | Welch Allyn Inc (ECRI) | CE0050 | Tycos | Welch Allyn Inc (ECRI) | 9910210930 | Active | HQ
MPW1297 | Thermometer, Electronic | Thermometers, Electronic (ECRI) | Welch Allyn Inc (ECRI) | 692 | SureTemp Plus | Welch Allyn Inc (ECRI) | 15471660 | Active | HQ
MPW1298 | Table, Examination/Treatment | Tables, Examination/Treatment (ECRI) | Midmark Corp (ECRI) | 204-001 | 204-001 | Midmark Corp (ECRI) | V1828692 | Active | HQ
MPW1299 | Scale, Floor | Scales, Floor (ECRI) | Seca NA (ECRI) | 769 | 769 | Seca NA (ECRI) | 10000000401035 | Active | HQ
MPW1300 | Thermometer, Electronic, Infra | Thermometers, Electronic, Infrared (ECRI) | MedSource Labs (ECRI) | MS-131001 | MS-131001 | MedSource Labs (ECRI) | M02200544515 | Active | HQ
MPW1301 | Sphygmomanometer | Sphygmomanometers (ECRI) | Welch Allyn Inc (ECRI) | Tycos | Tycos | Welch Allyn Inc (ECRI) | 151119094885 | Active | HQ
MPW1302 | Monitor, Vital Signs | Monitors, Vital Signs (ECRI) | Welch Allyn Inc (ECRI) | 42NTB | Spot Vital Signs | Welch Allyn Inc (ECRI) | 201622379 | Active | HQ
MPW1303 | Battery/Dock Chargers | Battery/Dock Chargers (ECRI) | Welch Allyn Inc (ECRI) | 7114x | Universal Charger | Welch Allyn Inc (ECRI) | Not Available | Active | HQ
MPW1304 | Table, Examination/Treatment | Tables, Examination/Treatment (ECRI) | Midmark Corp (ECRI) | 204 | 204 | Midmark Corp (ECRI) | Not Available | Active | HQ
MPW1305 | Sphygmomanometer | Sphygmomanometers (ECRI) | Welch Allyn Inc (ECRI) | Tycos | Tycos | Welch Allyn Inc (ECRI) | 150624142705 | Active | HQ
MPW1306 | Monitor, Vital Signs | Monitors, Vital Signs (ECRI) | Welch Allyn Inc (ECRI) | 42NTB | Spot Vital Signs | Welch Allyn Inc (ECRI) | 201624445 | Active | HQ
MPW1307 | Battery/Dock Chargers | Battery/Dock Chargers (ECRI) | Welch Allyn Inc (ECRI) | 7114x | Universal Charger | Welch Allyn Inc (ECRI) | Not Available | Active | HQ
MPW1308 | Table, Examination/Treatment | Tables, Examination/Treatment (ECRI) | Midmark Corp (ECRI) | 204 | 204 | Midmark Corp (ECRI) | Not Available | Active | HQ
MPW1309 | Sphygmomanometer | Sphygmomanometers (ECRI) | Welch Allyn Inc (ECRI) | Tycos | Tycos | Welch Allyn Inc (ECRI) | 160419205525 | Active | HQ
MPW1310 | Defibrillator, External, Auto | Defibrillators, External, Auto (ECRI) | ZOLL Medical Corp (ECRI) | AED Plus | AED Plus | ZOLL Medical Corp (ECRI) | X14K719147 | Active | HQ
MPW1311 | Heat Gun | Heating Units (ECRI) | Master Appliance Corp (ECRI) | 10008 | Master-Mite | Master Appliance Corp (ECRI) | Not Available | Active | HQ
MPW1312 | Ultrasound Therapy System | Ultrasound Therapy Systems, Physical Therapy (ECRI) | DJO Global Inc (ECRI) | 2782 | Intelect TranSport | DJO Global Inc (ECRI) | 3976 | Active | HQ
MPW1313 | Bath, Water | Baths, Water (ECRI) | Whitehall Mfg Div (ECRI) | SP-1600-D | Forma Splint | Whitehall Mfg Div (ECRI) | 18149348 | Active | HQ
MPW1314 | Baths, Paraffin, Physical | Baths, Paraffin, Physical Therapy (ECRI) | THERABATH | PARAFFIN WAX BATH | PARAFFIN WAX BATH | THERABATH | Not Available | Active | HQ
MPW1315 | HYDROCOLLATOR | HYDROCOLLATOR | Chattanoga, DJO LLC (ECRI) | HYDROCOLLATOR | HYDROCOLLATOR | Chattanoga, DJO LLC (ECRI) | Not Available | Active | HQ
MPW1316 | Exerciser, Upper/Lower Cycler | Exercisers (ECRI) | SCIFIT (ECRI) | PRO2 | PRO2 | SCIFIT (ECRI) | 660-026544 | Active | HQ
MPW1317 | Exerciser, Treadmill | Exercisers, Treadmills (ECRI) | True Fitness Technology (ECRI) | 725 | 725 | True Fitness Technology (ECRI) | 99-512512 | Active | HQ
MPW1318 | Exerciser, Leg Press | Exercisers, Leg Press (ECRI) | Core Health & Fitness (ECRI) | IL-D1013 | StarTrac IL-D1013 | Core Health & Fitness (ECRI) | IL-D1025672 | Active | HQ
MPW1319 | Recumbent Bicycle | Exercisers, Bicycle (ECRI) | SportsArt Fitness (ECRI) | C521M | C521M | SportsArt Fitness (ECRI) | Not Available | Active | HQ
MPW1320 | Ergometer, Bicycle | Ergometers, Bicycle (ECRI) | CYBEX International Inc (ECRI) | Fitron | Fitron | CYBEX International Inc (ECRI) | 1670M10E0118 | Active | HQ
MPW1321 | Recumbent Cross Trainer | Exercisers, Elliptical (ECRI) | NuStep LLC (ECRI) | T4r | NuStep T4r | NuStep LLC (ECRI) | 530321 | Active | HQ
MPW1322 | Cold Pack Chilling Unit | Cold Pack Chilling Units (ECRI) | DJO Global Inc (ECRI) | 3002 | ColPac C2 | DJO Global Inc (ECRI) | T14360C | Active | HQ
MPW1323 | Cold Pack Chilling Unit | Cold Pack Chilling Units (ECRI) | DJO Global Inc (ECRI) | 10604 | 10604 | DJO Global Inc (ECRI) | T1457 | Active | HQ
MPW1324 | Warmer, Gel | Warmers, Gel (ECRI) | Parker Laboratories Inc (ECRI) | 83-03 | Thermasonic | Parker Laboratories Inc (ECRI) | 054512BD11 | Active | HQ
MPW1325 | Hand/Remote Control | Hand/Remote Control (ECRI) | Not Available | Not Available | Not Available | Not Available | Not Available | Active | HQ
MPW1326 | Stimulator, Neuromuscular | Stimulators, Electrical, Neuromuscular (ECRI) | EMPI | DUPEL | DUPEL | DUPEL | 6530973 | Active | HQ
MPW1327 | Ultrasound Therapy System | Ultrasound Therapy Systems, Physical Therapy (ECRI) | DJO Global Inc (ECRI) | 2761 | Vectra Genisys | DJO Global Inc (ECRI) | T8769 | Active | HQ
MPW1328 | Fluid Therapy Unit | Stimulators, Caloric, Physical Therapy (ECRI) | DJO Global Inc (ECRI) | FLU110D | FLU110D | DJO Global Inc (ECRI) | 3443 | Active | HQ
MPW1329 | Table, Examination/Treatment | Tables, Examination/Treatment (ECRI) | Armedica Mfg Corp (ECRI) | AM-BA340 | AM-BA340 | Armedica Mfg Corp (ECRI) | 71149 | Active | HQ
MPW1330 | Table, Examination/Treatment | Tables, Examination/Treatment (ECRI) | Armedica Mfg Corp (ECRI) | AM-334 | AM-334 | Armedica Mfg Corp (ECRI) | 77454 | Active | HQ
MPW1331 | Table, Examination/Treatment | Tables, Examination/Treatment (ECRI) | Armedica Mfg Corp (ECRI) | AM-334 | AM-334 | Armedica Mfg Corp (ECRI) | 77455 | Active | HQ
MPW1332 | Table, Examination/Treatment | Tables, Examination/Treatment (ECRI) | MedSurface (ECRI) | 32089 | Hi-Lo Table | MedSurface (ECRI) | 040109 | Active | HQ
MPW1333 | Table, Examination/Treatment | Tables, Examination/Treatment (ECRI) | Armedica Mfg Corp (ECRI) | AM-334 | AM-334 | Armedica Mfg Corp (ECRI) | 77456 | Active | HQ
MPW1334 | Scale, Floor | Scales, Floor (ECRI) | Doran Scales Inc (ECRI) | DS7060 | HandRail Scale | Doran Scales Inc (ECRI) | DS76162800400 | Active | HQ
MPW1335 | Electrocardiograph Unit | Electrocardiographs, Multichannel (ECRI) | Welch Allyn Inc (ECRI) | ELI 380 | ELI 380 | Welch Allyn Inc (ECRI) | 124250000648 | Active | HQ
MPW1336 | Module, Electrocardiograph | Modules, Electrocardiographs (ECRI) | Welch Allyn Inc (ECRI) | AM12 | AM12 | Welch Allyn Inc (ECRI) | 124240000348 | Active | HQ
MPW1337 | Sphygmomanometer | Sphygmomanometers (ECRI) | Welch Allyn Inc (ECRI) | Tycos | Tycos | Welch Allyn Inc (ECRI) | 200916133755 | Active | HQ
MPW1338 | Sphygmomanometer | Sphygmomanometers (ECRI) | Welch Allyn Inc (ECRI) | Tycos | Tycos | Welch Allyn Inc (ECRI) | 200916110355 | Active | HQ
MPW1339 | Electrocardiograph | Electrocardiographs, Multichannel (ECRI) | GE Healthcare (ECRI) | MAC 5500 | MAC 5500 | GE Healthcare (ECRI) | AAY0540897PA | Active | HQ
MPW1340 | Module, Electrocardiographs | Modules, Electrocardiographs (ECRI) | GE Healthcare (ECRI) | CAM-14 | CAM-14 | GE Healthcare (ECRI) | RMF06456753PA | Active | HQ
MPW1341 | Electrocardiograph Unit | Electrocardiographs, Multichannel (ECRI) | Welch Allyn Inc (ECRI) | ELI 280 | ELI 280 | Welch Allyn Inc (ECRI) | 114350227201 | Active | HQ
MPW1342 | Module, Electrocardiograph | Modules, Electrocardiographs (ECRI) | Welch Allyn Inc (ECRI) | WAM | EKG WAM | Welch Allyn Inc (ECRI) | 114310222862 | Active | HQ
MPW1343 | Electrocardiograph Unit | Electrocardiographs, Multichannel (ECRI) | Welch Allyn Inc (ECRI) | ELI 280 | ELI 280 | Welch Allyn Inc (ECRI) | 114390230054 | Active | HQ
MPW1344 | Module, Electrocardiograph | Modules, Electrocardiographs (ECRI) | Welch Allyn Inc (ECRI) | WAM | EKG WAM | Welch Allyn Inc (ECRI) | 114310222849 | Active | HQ
MPW1345 | Electrocardiograph | Electrocardiographs, Multichannel (ECRI) | GE Healthcare (ECRI) | MAC 5000 | MAC 5000 | GE Healthcare (ECRI) | SCD06506214PA | Active | HQ
MPW1346 | Module, Electrocardiographs | Modules, Electrocardiographs (ECRI) | GE Healthcare (ECRI) | CAM-14 | CAM-14 | GE Healthcare (ECRI) | RNC18100048PA | Active | HQ
MPW1347 | Sphygmomanometer | Sphygmomanometers (ECRI) | Welch Allyn Inc (ECRI) | Tycos | Tycos | Welch Allyn Inc (ECRI) | 200916060445 | Active | HQ
MPW1348 | Electrocardiograph Unit | Electrocardiographs, Multichannel (ECRI) | Welch Allyn Inc (ECRI) | ELI 380 | ELI 380 | Welch Allyn Inc (ECRI) | 124250000661 | Active | HQ
MPW1349 | Module, Electrocardiograph | Modules, Electrocardiographs (ECRI) | Welch Allyn Inc (ECRI) | AM12 | AM12 | Welch Allyn Inc (ECRI) | 124240000333 | Active | HQ
MPW1350 | Sphygmomanometer | Sphygmomanometers (ECRI) | Welch Allyn Inc (ECRI) | Tycos | Tycos | Welch Allyn Inc (ECRI) | 200923165455 | Active | HQ
MPW1351 | Electrocardiograph | Electrocardiographs, Multichannel (ECRI) | GE Healthcare (ECRI) | MAC 5000 | MAC 5000 | GE Healthcare (ECRI) | AAY05408993PA | Active | HQ
MPW1352 | Module, Electrocardiographs | Modules, Electrocardiographs (ECRI) | GE Healthcare (ECRI) | CAM-14 | CAM-14 | GE Healthcare (ECRI) | RMF06182102PA | Active | HQ
MPW1353 | Sphygmomanometer | Sphygmomanometers (ECRI) | Welch Allyn Inc (ECRI) | Tycos | Tycos | Welch Allyn Inc (ECRI) | 200901092335 | Active | HQ
MPW1354 | Electrocardiograph Unit | Electrocardiographs, Multichannel (ECRI) | Welch Allyn Inc (ECRI) | ELI 380 | ELI 380 | Welch Allyn Inc (ECRI) | 124250000657 | Active | HQ
MPW1355 | Module, Electrocardiograph | Modules, Electrocardiographs (ECRI) | Welch Allyn Inc (ECRI) | AM12 | AM12 | Welch Allyn Inc (ECRI) | 124240000356 | Active | HQ
MPW1356 | Sphygmomanometer | Sphygmomanometers (ECRI) | Welch Allyn Inc (ECRI) | Tycos | Tycos | Welch Allyn Inc (ECRI) | 200916104755 | Active | HQ
MPW1357 | Refrigerator | Refrigerators (ECRI) | Follett LLC (ECRI) | REF1 | REF1 | Follett LLC (ECRI) | R35756 | Active | HQ
MPW1359 | Monitor, Vital Signs | Monitors, Vital Signs (ECRI) | Welch Allyn Inc (ECRI) | 68NXTX | Connex 6000 Series | Welch Allyn Inc (ECRI) | 100092083922 | Active | HQ
MPW1360 | Stress Exercise, Cardiac | Stress Exercise, Cardiac (ECRI) | Welch Allyn Inc (ECRI) | TM55 | Q-Stress | Cardiac Science Corp (ECRI) | 11040082334 | Active | HQ
MPW1361 | Stress Exercise, Cardiac | Stress Exercise, Cardiac (ECRI) | Cardiac Science Corp (ECRI) | Q-Stress | Q-Stress | Cardiac Science Corp (ECRI) | AAS07060007SA | Active | HQ
MPW1362 | Infusion Pump | Infusion Pumps (ECRI) | Baxter Healthcare Corp (ECRI) | 3570009 | Spectrum IQ | Baxter Healthcare Corp (ECRI) | 3657051 | Active | HQ
MPW1363 | Sphygmomanometer | Sphygmomanometers (ECRI) | Welch Allyn Inc (ECRI) | Tycos | Tycos | Welch Allyn Inc (ECRI) | 230904101250 | Active | HQ
MPW1364 | Defibrillator | Defibrillators (ECRI) | ZOLL Medical Corp (ECRI) | R Series Plus | R Series Plus | ZOLL Medical Corp (ECRI) | AF21G139507 | Active | HQ
MPW1365 | Lithium Ion Battery | Batteries (ECRI) | ZOLL Medical Corp (ECRI) | 8019-0535-01 | SurePower Battery Pk | ZOLL Medical Corp (ECRI) | AG21DAS3069 | Active | HQ
MPW1366 | Suction Unit | Suction Units (ECRI) | SSCOR Inc (ECRI) | 2314 | Duet | SSCOR Inc (ECRI) | M46771 | Active | HQ
MPW1367 | Sphygmomanometer, Aneroid | Sphygmomanometers, Aneroid (ECRI) | Henry Schein Inc (ECRI) | CE0473 | CE0473 | Henry Schein Inc (ECRI) | Not Available | Active | HQ
MPW1368 | Mixer-Activation Device | Mixers (ECRI) | Lantheus Medical Imaging (ECRI | VialMix | VIALMIX | Lantheus Medical Imaging (ECRI | 2323401378 | Active | HQ
MPW1369 | Warmer, Gel | Warmers, Gel (ECRI) | Parker Laboratories Inc (ECRI) | 83-03 | Thermasonic | Parker Laboratories Inc (ECRI) | 102507CA11 | Active | HQ
MPW1370 | Sphygmomanometer, Electronic | Sphygmomanometers, Electronic, Automatic, Oscillometric (ECRI) | Omron Healthcare Inc (ECRI) | HEM-907XL | IntelliSense | Omron Healthcare Inc (ECRI) | 20130900520AF | Active | HQ
MPW1371 | Table, Imaging, Ultrasound | Tables, Imaging, Ultrasound (ECRI) | Medical Positioning Inc (ECRI) | 2272 | EchoTable | Medical Positioning Inc (ECRI) | 801886 | Active | HQ
MPW1372 | Warmer, Gel | Warmers, Gel (ECRI) | Parker Laboratories Inc (ECRI) | 83-03 | Thermasonic | Parker Laboratories Inc (ECRI) | 163507CA11 | Active | HQ
MPW1373 | Sphygmomanometer, Electronic | Sphygmomanometers, Electronic, Automatic, Oscillometric (ECRI) | Omron Healthcare Inc (ECRI) | HEM-907XL | IntelliSense | Omron Healthcare Inc (ECRI) | 20180700481AF | Active | HQ
MPW1374 | Mixer-Activation Device | Mixers (ECRI) | Lantheus Medical Imaging (ECRI | VialMix | Vialmix | Lantheus Medical Imaging (ECRI | 2323401637 | Active | HQ
MPW1375 | Detector, Blood Flow | Detectors, Blood Flow, Ultrasonic (ECRI) | LUMEON | Not Available | Not Available | LUMEON | 05143138 | Active | HQ
MPW1376 | Table, Imaging, Ultrasound | Tables, Imaging, Ultrasound (ECRI) | Medical Positioning Inc (ECRI) | 2272 | EchoTable | Medical Positioning Inc (ECRI) | 799968 | Active | HQ
MPW1377 | Monitor, Vital Signs | Monitors, Vital Signs (ECRI) | Welch Allyn Inc (ECRI) | LXi | Spot Vital Signs | Welch Allyn Inc (ECRI) | 200503779 | Active | HQ
MPW1378 | RFID Tag Reader | Readers, Radiofrequency Identification Tags (ECRI) | Lantheus Medical Imaging (ECRI | VMIX2 | VialMix RFID | Lantheus Medical Imaging (ECRI | 2227300231 | Active | HQ
MPW1379 | Warmer, Gel | Warmers, Gel (ECRI) | Parker Laboratories Inc (ECRI) | 83-03 | Thermasonic | Parker Laboratories Inc (ECRI) | 162507CA11 | Active | HQ
MPW1380 | Electrocardiograph Unit | Electrocardiographs, Multichannel (ECRI) | Welch Allyn Inc (ECRI) | ELI 380 | ELI 380 | Welch Allyn Inc (ECRI) | 124250000668 | Active | HQ
MPW1381 | Module, Electrocardiograph | Modules, Electrocardiographs (ECRI) | Welch Allyn Inc (ECRI) | AM12 | AM12 | Welch Allyn Inc (ECRI) | 124240000336 | Active | HQ
MPW1382 | Sphygmomanometer | Sphygmomanometers (ECRI) | Welch Allyn Inc (ECRI) | Tycos | Tycos | Welch Allyn Inc (ECRI) | 200817131935 | Active | HQ
MPW1383 | Scale, Floor | Scales, Floor (ECRI) | Seca NA (ECRI) | 769 | 769 | Seca NA (ECRI) | 10000000284278 | Active | HQ
MPW1384 | Table, Examination/Treatment | Tables, Examination/Treatment (ECRI) | Midmark Corp (ECRI) | 204-011 | 204-011 | Midmark Corp (ECRI) | V2187391 | Active | HQ
MPW1385 | Sphygmomanometer | Sphygmomanometers (ECRI) | Welch Allyn Inc (ECRI) | Tycos | Tycos | Welch Allyn Inc (ECRI) | 190722191315 | Active | HQ
MPW1386 | Ophthalmoscope/Otoscope | Ophthalmoscope/Otoscopes (ECRI) | Welch Allyn Inc (ECRI) | 901093 | Green Series 777 | Welch Allyn Inc (ECRI) | Not Available | Active | HQ
MPW1387 | Thermometer, Electronic | Thermometers, Electronic (ECRI) | Welch Allyn Inc (ECRI) | 690 | SureTemp Plus | Welch Allyn Inc (ECRI) | 19054365 | Active | HQ
MPW1388 | Scale, Floor | Scales, Floor (ECRI) | Seca NA (ECRI) | 769 | 769 | Seca NA (ECRI) | 10000000284347 | Active | HQ
MPW1389 | Table, Examination/Treatment | Tables, Examination/Treatment (ECRI) | Midmark Corp (ECRI) | 204-011 | 204-011 | Midmark Corp (ECRI) | V2185095 | Active | HQ
MPW1390 | Thermometer, Electronic | Thermometers, Electronic (ECRI) | Welch Allyn Inc (ECRI) | 690 | SureTemp Plus | Welch Allyn Inc (ECRI) | 19265882 | Active | HQ
MPW1391 | Ophthalmoscope/Otoscope | Ophthalmoscope/Otoscopes (ECRI) | Welch Allyn Inc (ECRI) | 901093 | Green Series 777 | Welch Allyn Inc (ECRI) | Not Available | Active | HQ
MPW1392 | Sphygmomanometer | Sphygmomanometers (ECRI) | Welch Allyn Inc (ECRI) | Tycos | Tycos | Welch Allyn Inc (ECRI) | 190722140565 | Active | HQ
MPW1393 | Scale, Floor | Scales, Floor (ECRI) | Seca NA (ECRI) | 769 | 769 | Seca NA (ECRI) | 10000000284350 | Active | HQ
MPW1394 | Table, Examination/Treatment | Tables, Examination/Treatment (ECRI) | Midmark Corp (ECRI) | 204-011 | 204-011 | Midmark Corp (ECRI) | V2187361 | Active | HQ
MPW1395 | Table, Examination/Treatment | Tables, Examination/Treatment (ECRI) | Midmark Corp (ECRI) | 204-011 | 204-011 | Midmark Corp (ECRI) | V2187333 | Active | HQ
MPW1396 | Scale, Floor | Scales, Floor (ECRI) | Seca NA (ECRI) | 769 | 769 | Seca NA (ECRI) | 10000000284267 | Active | HQ
MPW1397 | Monitor, Vital Signs | Monitors, Vital Signs (ECRI) | Welch Allyn Inc (ECRI) | 42MTB | Spot Vital Signs | Welch Allyn Inc (ECRI) | 201635379 | Active | HQ
MPW1398 | Ophthalmoscope/Otoscope | Ophthalmoscope/Otoscopes (ECRI) | Welch Allyn Inc (ECRI) | 901093 | Green Series 777 | Welch Allyn Inc (ECRI) | Not Available | Active | HQ
MPW1399 | Sphygmomanometer | Sphygmomanometers (ECRI) | Welch Allyn Inc (ECRI) | Tycos | Tycos | Welch Allyn Inc (ECRI) | 181026032175 | Active | HQ
MPW1400 | Thermometer, Electronic | Thermometers, Electronic (ECRI) | Welch Allyn Inc (ECRI) | 690 | SureTemp Plus | Welch Allyn Inc (ECRI) | 19304038 | Active | HQ
MPW1401 | Scale, Floor | Scales, Floor (ECRI) | Pelstar (Health-O-Meter)(ECRI) | 500KL | 500KL | Pelstar (Health-O-Meter)(ECRI) | 5004023-250482 | Active | HQ
MPW1402 | Chair, Examination/Treatment | Chairs, Examination/Treatment (ECRI) | Midmark Corp (ECRI) | 626-001 | 626-001 | Midmark Corp (ECRI) | V2670600 | Active | HQ
MPW1403 | Footswitch | Footswitches (ECRI) | Midmark Corp (ECRI) | Not Available | Not Available | Midmark Corp (ECRI) | Not Available | Active | HQ
MPW1404 | Footswitches | Footswitches (ECRI) | Midmark Corp (ECRI) | Not Available | Not Available | Midmark Corp (ECRI) | Not Available | Active | HQ
MPW1405 | Sphygmomanometer | Sphygmomanometers (ECRI) | Hillrom Co Inc (ECRI) | CE0297 | CE0297 | Hillrom Co Inc (ECRI) | 220531155030 | Active | HQ
MPW1406 | Sphygmomanometer | Sphygmomanometers (ECRI) | Hillrom Co Inc (ECRI) | Not Available | Not Available | Hillrom Co Inc (ECRI) | Not Available | Active | HQ
MPW1407 | Thermometer, Electronic | Thermometers, Electronic (ECRI) | Welch Allyn Inc (ECRI) | 692 | SureTemp Plus | Welch Allyn Inc (ECRI) | 24149579 | Active | HQ
MPW1408 | GS Integrated Wall System | Ophthalmoscope/Otoscopes (ECRI) | Welch Allyn Inc (ECRI) | 408282 | Green Series 777 | Welch Allyn Inc (ECRI) | Not Available | Active | HQ
MPW1409 | Scale, Floor | Scales, Floor (ECRI) | Pelstar (Health-O-Meter)(ECRI) | 500KL | 500KL | Pelstar (Health-O-Meter)(ECRI) | 5004023-250082 | Active | HQ
MPW1410 | Thermometer, Electronic, Infra | Thermometers, Electronic, Infrared (ECRI) | MedSource Labs (ECRI) | MS-131001 | MS-131001 | MedSource Labs (ECRI) | M02200519153 | Active | HQ
MPW1411 | Table, Examination/Treatment | Tables, Examination/Treatment (ECRI) | Midmark Corp (ECRI) | 204-011 | 204-011 | Midmark Corp (ECRI) | V2673408 | Active | HQ
MPW1412 | Sphygmomanometer | Sphygmomanometers (ECRI) | Hillrom Co Inc (ECRI) | CE0297 | CE0297 | Hillrom Co Inc (ECRI) | 220403134310 | Active | HQ
MPW1413 | GS Integrated Wall System | Ophthalmoscope/Otoscopes (ECRI) | Welch Allyn Inc (ECRI) | 408282 | Green Series 777 | Welch Allyn Inc (ECRI) | Not Available | Active | HQ
MPW1414 | Otoscope | Otoscopes (ECRI) | Hillrom Co Inc (ECRI) | Not Available | Not Available | Hillrom Co Inc (ECRI) | Not Available | Active | HQ
MPW1415 | Thermometer, Electronic | Thermometers, Electronic (ECRI) | Welch Allyn Inc (ECRI) | 690 | SureTemp Plus | Welch Allyn Inc (ECRI) | Not Available | Active | HQ
MPW1416 | Scale, Floor | Scales, Floor (ECRI) | Pelstar (Health-O-Meter)(ECRI) | 500KL | 500KL | Pelstar (Health-O-Meter)(ECRI) | 5004023-250081 | Active | HQ
MPW1417 | Sphygmomanometer | Sphygmomanometers (ECRI) | Hillrom Co Inc (ECRI) | CE0297 | CE0297 | Hillrom Co Inc (ECRI) | 220403133950 | Active | HQ
MPW1418 | Sphygmomanometer | Sphygmomanometers (ECRI) | Hillrom Co Inc (ECRI) | Not Available | Not Available | Hillrom Co Inc (ECRI) | Not Available | Active | HQ
MPW1419 | Thermometer, Electronic | Thermometers, Electronic (ECRI) | Welch Allyn Inc (ECRI) | 690 | SureTemp Plus | Welch Allyn Inc (ECRI) | Not Available | Active | HQ
MPW1420 | GS Integrated Wall System | Ophthalmoscope/Otoscopes (ECRI) | Welch Allyn Inc (ECRI) | 408282 | Green Series 777 | Welch Allyn Inc (ECRI) | Not Available | Active | HQ
MPW1421 | Thermometer, Electronic, Infra | Thermometers, Electronic, Infrared (ECRI) | MedSource Labs (ECRI) | JXB-178 | JXB-178 | MedSource Labs (ECRI) | 88200546166 | Active | HQ
MPW1422 | Chair, Examination/Treatment | Chairs, Examination/Treatment (ECRI) | Midmark Corp (ECRI) | 626-001 | 626-001 | Midmark Corp (ECRI) | V2670395 | Active | HQ
MPW1423 | Footswitches | Footswitches (ECRI) | Midmark Corp (ECRI) | Not Available | Not Available | Midmark Corp (ECRI) | Not Available | Active | HQ
MPW1424 | Hand/Remote Control | Hand/Remote Control (ECRI) | Midmark Corp (ECRI) | Not Available | Not Available | Midmark Corp (ECRI) | Not Available | Active | HQ
MPW1425 | Scale, Floor | Scales, Floor (ECRI) | Seca NA (ECRI) | 769 | 769 | Seca NA (ECRI) | 10000000391193 | Active | HQ
MPW1426 | Thermometer, Electronic, Infra | Thermometers, Electronic, Infrared (ECRI) | MedSource Labs (ECRI) | MS-131001 | MS-131001 | MedSource Labs (ECRI) | M02200518498 | Active | HQ
MPW1427 | Sphygmomanometer | Sphygmomanometers (ECRI) | Hillrom Co Inc (ECRI) | CE0297 | CE0297 | Hillrom Co Inc (ECRI) | 220403123140 | Active | HQ
MPW1428 | Otoscope | Otoscopes (ECRI) | Hillrom Co Inc (ECRI) | Not Available | Not Available | Hillrom Co Inc (ECRI) | Not Available | Active | HQ
MPW1429 | Thermometer, Electronic | Thermometers, Electronic (ECRI) | Welch Allyn Inc (ECRI) | 690 | SureTemp Plus | Welch Allyn Inc (ECRI) | Not Available | Active | HQ
MPW1430 | GS Integrated Wall System | Ophthalmoscope/Otoscopes (ECRI) | Welch Allyn Inc (ECRI) | 408282 | Green Series 777 | Welch Allyn Inc (ECRI) | Not Available | Active | HQ
MPW1431 | Chair, Examination/Treatment | Chairs, Examination/Treatment (ECRI) | Midmark Corp (ECRI) | 626-001 | 626-001 | Midmark Corp (ECRI) | V2670563 | Active | HQ
MPW1432 | Footswitch | Footswitches (ECRI) | Midmark Corp (ECRI) | Not Available | Not Available | Midmark Corp (ECRI) | Not Available | Active | HQ
MPW1433 | Footswitch | Footswitches (ECRI) | Midmark Corp (ECRI) | Not Available | Not Available | Midmark Corp (ECRI) | Not Available | Active | HQ
MPW1434 | Light, Examination | Lights, Examination (ECRI) | Midmark Corp (ECRI) | 253-016 | 253-016 | Midmark Corp (ECRI) | V2665465 | Active | HQ
MPW1435 | Sphygmomanometer | Sphygmomanometers (ECRI) | Hillrom Co Inc (ECRI) | CE0297 | CE0297 | Hillrom Co Inc (ECRI) | 220404100950 | Active | HQ
MPW1436 | Otoscope | Otoscopes (ECRI) | Hillrom Co Inc (ECRI) | Not Available | Not Available | Hillrom Co Inc (ECRI) | Not Available | Active | HQ
MPW1437 | Thermometer, Electronic | Thermometers, Electronic (ECRI) | Welch Allyn Inc (ECRI) | 690 | SureTemp Plus | Welch Allyn Inc (ECRI) | Not Available | Active | HQ
MPW1438 | GS Integrated Wall System | Ophthalmoscope/Otoscopes (ECRI) | Welch Allyn Inc (ECRI) | 408282 | Green Series 777 | Welch Allyn Inc (ECRI) | Not Available | Active | HQ
MPW1439 | Table, Examination/Treatment | Tables, Examination/Treatment (ECRI) | MedSurface (ECRI) | 32089 | Hi-Lo Table | MedSurface (ECRI) | 037467 | Active | HQ
MPW1440 | Table, Examination/Treatment | Tables, Examination/Treatment (ECRI) | MedSurface (ECRI) | 32089 | Hi-Lo Table | MedSurface (ECRI) | 031384 | Active | HQ
MPW1441 | Exerciser, Parallel Bars | Exercisers, Parallel Bars (ECRI) | Performance Health (ECRI) | 1412 | 1412 | Performance Health (ECRI) | BD2019110016 | Active | HQ
MPW1442 | Exerciser, Bicycle | Exercisers, Bicycle (ECRI) | SCIFIT (ECRI) | SONE03 | SONE03 | SCIFIT (ECRI) | 151-012413 | Active | HQ
MPW1443 | Exerciser, Upper/Lower Cycler | Exercisers (ECRI) | SCIFIT (ECRI) | PRO230-INT | PRO230-INT | SCIFIT (ECRI) | 660-024081 | Active | HQ
MPW1444 | Exerciser | Exercisers (ECRI) | Octane Fitness (ECRI) | PRO3700C | PRO3700C | Octane Fitness (ECRI) | D1912VQ00116-01 | Active | HQ
MPW1445 | Exerciser, Treadmill | Exercisers, Treadmills (ECRI) | Landice Inc (ECRI) | L7 | L7 | Landice Inc (ECRI) | L7-119948 | Active | HQ
MPW1446 | Exerciser, Bicycle, Upright | Exercisers, Bicycle, Upright (ECRI) | SCIFIT (ECRI) | ISO1000 | ISO1000 | SCIFIT (ECRI) | 423-000932 | Active | HQ
MPW1447 | Exerciser | Exercisers (ECRI) | Total Gym (ECRI) | GTS | GTS | Total Gym (ECRI) | DK2007R00541 | Active | HQ
MPW1448 | Thermometers, Electronic | Thermometers, Electronic, Infrared (ECRI) | Hetaida Technology (ECRI) | MS-131002 | Not Available | Hetaida Technology (ECRI) | 2005155J00537 | Active | HQ
MPW1449 | Defibrillator, External, Auto | Defibrillators, External, Auto (ECRI) | ZOLL Medical Corp (ECRI) | AED Plus | AED Plus | ZOLL Medical Corp (ECRI) | X19J208562 | Active | HQ
MPW1450 | Table, Examination/Treatment | Tables, Examination/Treatment (ECRI) | Clinton Industries Inc (ECRI) | 253-47 | HI-LO POWER MAT | Clinton Industries Inc (ECRI) | 13133 | Active | HQ
MPW1451 | Balance, Electronic | Balances, Electronic (ECRI) | LINAK | FS31VS | Not Available | LINAK | Not Available | Active | HQ
MPW1452 | Table, Examination/Treatment | Tables, Examination/Treatment (ECRI) | Clinton Industries Inc (ECRI) | 253-47 | HI-LO POWER MAT | Clinton Industries Inc (ECRI) | 13134 | Active | HQ
MPW1453 | Balance, Electronic | Balances, Electronic (ECRI) | LINAK | FS31VS | Not Available | LINAK | Not Available | Active | HQ
MPW1454 | Exerciser | Exercisers (ECRI) | Not Available | MD-AP | MD-AP | Not Available | MS26E1909G011 | Active | HQ
MPW1455 | Three Bottle Ideal Warmer | Warmers, Gel (ECRI) | Ideal Medical Products (ECRI) | EBW3 | EBW3 | Ideal Medical Products (ECRI) | 0120044 | Active | HQ
MPW1456 | Mobile Heating Unit | Moist Heat Therapy Pack Conditioners (ECRI) | DJO Global Inc (ECRI) | 2402 | M-2 Hydrocollator | Chattanoga, DJO LLC (ECRI) | T21343C | Active | HQ
MPW1457 | Table, Examination/Treatment | Tables, Examination/Treatment (ECRI) | Midmark Corp (ECRI) | 204-011 | 204-011 | Midmark Corp (ECRI) | V2702135 | Active | HQ
MPW1458 | Scale, Floor | Scales, Floor (ECRI) | Seca NA (ECRI) | 769 | 769 | Seca NA (ECRI) | 10000001420324 | Active | HQ
MPW1459 | Thermometer, Electronic | Thermometers, Electronic (ECRI) | Welch Allyn Inc (ECRI) | 690 | SureTemp Plus | Welch Allyn Inc (ECRI) | Not Available | Active | HQ
MPW1460 | GS Integrated Wall System | Ophthalmoscope/Otoscope/Vital Signs Measuring Systems (ECRI) | Henry Schein Inc (ECRI) | SM2WAS-HS | Green Series 777 | Welch Allyn Inc (ECRI) | Not Available | Active | HQ
MPW1461 | Otoscope | Otoscopes (ECRI) | Hillrom Co Inc (ECRI) | Not Available | Not Available | Hillrom Co Inc (ECRI) | Not Available | Active | HQ
MPW1462 | Sphygmomanometer | Sphygmomanometers (ECRI) | Hillrom Co Inc (ECRI) | CE0297 | CE0297 | Hillrom Co Inc (ECRI) | 230726162930 | Active | HQ
MPW1463 | Table, Examination/Treatment | Tables, Examination/Treatment (ECRI) | Midmark Corp (ECRI) | 204-011 | 204-011 | Midmark Corp (ECRI) | V2702119 | Active | HQ
MPW1464 | Scale, Floor | Scales, Floor (ECRI) | Seca NA (ECRI) | 769 | 769 | Seca NA (ECRI) | 10000001420323 | Active | HQ
MPW1465 | GS Integrated Wall System | Ophthalmoscope/Otoscope/Vital Signs Measuring Systems (ECRI) | Henry Schein Inc (ECRI) | SM2WAS-HS | Green Series 777 | Henry Schein Inc (ECRI) | Not Available | Active | HQ
MPW1466 | Sphygmomanometer | Sphygmomanometers (ECRI) | Hillrom Co Inc (ECRI) | CE0297 | CE0297 | Hillrom Co Inc (ECRI) | 2307216165220 | Active | HQ
MPW1467 | Otoscope | Otoscopes (ECRI) | Hillrom Co Inc (ECRI) | Not Available | Not Available | Hillrom Co Inc (ECRI) | Not Available | Active | HQ
MPW1468 | Thermometer, Electronic | Thermometers, Electronic (ECRI) | Welch Allyn Inc (ECRI) | 690 | SureTemp Plus | Welch Allyn Inc (ECRI) | Not Available | Active | HQ
MPW1469 | Table, Examination/Treatment | Tables, Examination/Treatment (ECRI) | Midmark Corp (ECRI) | 204-011 | 204-011 | Midmark Corp (ECRI) | V2702092 | Active | HQ
MPW1470 | GS Integrated Wall System | Ophthalmoscope/Otoscope/Vital Signs Measuring Systems (ECRI) | Henry Schein Inc (ECRI) | SM2WAS-HS | Green Series 777 | Henry Schein Inc (ECRI) | Not Available | Active | HQ
MPW1471 | Thermometer, Electronic | Thermometers, Electronic (ECRI) | Welch Allyn Inc (ECRI) | 690 | SureTemp Plus | Welch Allyn Inc (ECRI) | 23366769 | Active | HQ
MPW1472 | Otoscope | Otoscopes (ECRI) | Hillrom Co Inc (ECRI) | Not Available | Not Available | Hillrom Co Inc (ECRI) | Not Available | Active | HQ
MPW1473 | Sphygmomanometer | Sphygmomanometers (ECRI) | Hillrom Co Inc (ECRI) | CE0297 | CE0297 | Hillrom Co Inc (ECRI) | 230726162810 | Active | HQ
MPW1474 | Table, Examination/Treatment | Tables, Examination/Treatment (ECRI) | Midmark Corp (ECRI) | 204-011 | 204-011 | Midmark Corp (ECRI) | V2702133 | Active | HQ
MPW1475 | Scale, Floor | Scales, Floor (ECRI) | Seca NA (ECRI) | 769 | 769 | Seca NA (ECRI) | 10000001420320 | Active | HQ
MPW1476 | GS Integrated Wall System | Ophthalmoscope/Otoscope/Vital Signs Measuring Systems (ECRI) | Henry Schein Inc (ECRI) | SM2WAS-HS | Green Series 777 | Henry Schein Inc (ECRI) | Not Available | Active | HQ
MPW1477 | Thermometer, Electronic | Thermometers, Electronic (ECRI) | Welch Allyn Inc (ECRI) | 690 | SureTemp Plus | Welch Allyn Inc (ECRI) | 23366940 | Active | HQ
MPW1478 | Otoscope | Otoscopes (ECRI) | Hillrom Co Inc (ECRI) | Not Available | Not Available | Hillrom Co Inc (ECRI) | Not Available | Active | HQ
MPW1479 | Sphygmomanometer | Sphygmomanometers (ECRI) | Hillrom Co Inc (ECRI) | CE0297 | CE0297 | Hillrom Co Inc (ECRI) | 230803094740 | Active | HQ
MPW1480 | Table, Examination/Treatment | Tables, Examination/Treatment (ECRI) | Midmark Corp (ECRI) | 204-011 | 204-011 | Midmark Corp (ECRI) | V2702138 | Active | HQ
MPW1481 | GS Integrated Wall System | Ophthalmoscope/Otoscope/Vital Signs Measuring Systems (ECRI) | Henry Schein Inc (ECRI) | SM2WAS-HS | Green Series 777 | Henry Schein Inc (ECRI) | Not Available | Active | HQ
MPW1482 | Thermometer, Electronic | Thermometers, Electronic (ECRI) | Welch Allyn Inc (ECRI) | 690 | SureTemp Plus | Welch Allyn Inc (ECRI) | Not Available | Active | HQ
MPW1483 | Otoscope | Otoscopes (ECRI) | Hillrom Co Inc (ECRI) | Not Available | Not Available | Hillrom Co Inc (ECRI) | Not Available | Active | HQ
MPW1484 | Sphygmomanometer | Sphygmomanometers (ECRI) | Hillrom Co Inc (ECRI) | CE0297 | CE0297 | Hillrom Co Inc (ECRI) | 230803094410 | Active | HQ
MPW1485 | Table, Examination/Treatment | Tables, Examination/Treatment (ECRI) | Midmark Corp (ECRI) | 204-011 | 204-011 | Midmark Corp (ECRI) | V2701986 | Active | HQ
MPW1486 | GS Integrated Wall System | Ophthalmoscope/Otoscope/Vital Signs Measuring Systems (ECRI) | Henry Schein Inc (ECRI) | SM2WAS-HS | Green Series 777 | Henry Schein Inc (ECRI) | Not Available | Active | HQ
MPW1487 | Thermometer, Electronic | Thermometers, Electronic (ECRI) | Welch Allyn Inc (ECRI) | 690 | SureTemp Plus | Welch Allyn Inc (ECRI) | Not Available | Active | HQ
MPW1488 | Otoscope | Otoscopes (ECRI) | Hillrom Co Inc (ECRI) | Not Available | Not Available | Hillrom Co Inc (ECRI) | Not Available | Active | HQ
MPW1489 | Sphygmomanometer | Sphygmomanometers (ECRI) | Hillrom Co Inc (ECRI) | CE0297 | CE0297 | Hillrom Co Inc (ECRI) | 230803060610 | Active | HQ
MPW1490 | Scale, Floor | Scales, Floor (ECRI) | Seca NA (ECRI) | 769 | 769 | Seca NA (ECRI) | 10000001420315 | Active | HQ
MPW1491 | Table, Examination/Treatment | Tables, Examination/Treatment (ECRI) | Midmark Corp (ECRI) | 204-011 | 204-011 | Midmark Corp (ECRI) | V2702088 | Active | HQ
MPW1492 | GS Integrated Wall System | Ophthalmoscope/Otoscope/Vital Signs Measuring Systems (ECRI) | Henry Schein Inc (ECRI) | SM2WAS-HS | Green Series 777 | Henry Schein Inc (ECRI) | Not Available | Active | HQ
MPW1493 | Thermometer, Electronic | Thermometers, Electronic (ECRI) | Welch Allyn Inc (ECRI) | 690 | SureTemp Plus | Welch Allyn Inc (ECRI) | Not Available | Active | HQ
MPW1494 | Otoscope | Otoscopes (ECRI) | Hillrom Co Inc (ECRI) | Not Available | Not Available | Hillrom Co Inc (ECRI) | Not Available | Active | HQ
MPW1495 | Sphygmomanometer | Sphygmomanometers (ECRI) | Hillrom Co Inc (ECRI) | CE0297 | CE0297 | Hillrom Co Inc (ECRI) | 230726162700 | Active | HQ
MPW1496 | Scale, Floor | Scales, Floor (ECRI) | Seca NA (ECRI) | 769 | 769 | Seca NA (ECRI) | 10000001420327 | Active | HQ
MPW1497 | Defibrillator, External, Auto | Defibrillators, External, Auto (ECRI) | ZOLL Medical Corp (ECRI) | AED Plus | AED Plus | ZOLL Medical Corp (ECRI) | X24C798937 | Active | HQ
MPW1498 | Table, Examination/Treatment | Tables, Examination/Treatment (ECRI) | Midmark Corp (ECRI) | 204-011 | 204-011 | Midmark Corp (ECRI) | V2702108 | Active | HQ
MPW1499 | Scale, Floor | Scales, Floor (ECRI) | Seca NA (ECRI) | 769 | 769 | Seca NA (ECRI) | 10000001444825 | Active | HQ
MPW1500 | Scale, Infant | Scales, Infant (ECRI) | Seca NA (ECRI) | 354 | seca 354 | Seca NA (ECRI) | 218354356220262 | Active | HQ
MPW1501 | Ophthalmoscope/Otoscope | Ophthalmoscope/Otoscopes (ECRI) | Welch Allyn Inc (ECRI) | 901093 | Green Series 777 | Welch Allyn Inc (ECRI) | Not Available | Active | HQ
MPW1502 | Sphygmomanometer | Sphygmomanometers (ECRI) | Welch Allyn Inc (ECRI) | Tycos | Tycos | Welch Allyn Inc (ECRI) | 190829090765 | Active | HQ
MPW1503 | Scale, Floor | Scales, Floor (ECRI) | Seca NA (ECRI) | 769 | 769 | Seca NA (ECRI) | 10000000284272 | Active | HQ
MPW1504 | Chair, Examination/Treatment | Chairs, Examination/Treatment (ECRI) | Midmark Corp (ECRI) | 224-002 | 224-002 | Midmark Corp (ECRI) | V2186044 | Active | HQ
MPW1505 | Footswitches | Footswitches (ECRI) | Midmark Corp (ECRI) | Not Available | Not Available | Midmark Corp (ECRI) | Not Available | Active | HQ
MPW1506 | Ophthalmoscope/Otoscope | Ophthalmoscope/Otoscopes (ECRI) | Welch Allyn Inc (ECRI) | 901093 | Green Series 777 | Welch Allyn Inc (ECRI) | Not Available | Active | HQ
MPW1507 | Sphygmomanometer | Sphygmomanometers (ECRI) | Welch Allyn Inc (ECRI) | Tycos | Tycos | Welch Allyn Inc (ECRI) | 190829150185 | Active | HQ
MPW1508 | Light, Examination | Lights, Examination (ECRI) | STERIS Corp (ECRI) | HexaLux | HexaLux | STERIS Corp (ECRI) | 136007 | Active | HQ
MPW1509 | Scale, Floor | Scales, Floor (ECRI) | Seca NA (ECRI) | 769 | 769 | Seca NA (ECRI) | 10000000284339 | Active | HQ
MPW1510 | Table, Examination/Treatment | Tables, Examination/Treatment (ECRI) | Midmark Corp (ECRI) | 204-011 | 204-011 | Midmark Corp (ECRI) | V2184997 | Active | HQ
MPW1511 | Thermometer, Electronic | Thermometers, Electronic (ECRI) | Welch Allyn Inc (ECRI) | 690 | SureTemp Plus | Welch Allyn Inc (ECRI) | 19304540 | Active | HQ
MPW1512 | Ophthalmoscope/Otoscope | Ophthalmoscope/Otoscopes (ECRI) | Welch Allyn Inc (ECRI) | 901093 | Green Series 777 | Welch Allyn Inc (ECRI) | Not Available | Active | HQ
MPW1513 | Sphygmomanometer | Sphygmomanometers (ECRI) | Welch Allyn Inc (ECRI) | Tycos | Tycos | Welch Allyn Inc (ECRI) | 190829143695 | Active | HQ
MPW1514 | Scale, Floor | Scales, Floor (ECRI) | Seca NA (ECRI) | 769 | 769 | Seca NA (ECRI) | 10000000284348 | Active | HQ
MPW1515 | Table, Examination/Treatment | Tables, Examination/Treatment (ECRI) | Midmark Corp (ECRI) | 204-011 | 204-011 | Midmark Corp (ECRI) | V2184975 | Active | HQ
MPW1516 | Sphygmomanometer | Sphygmomanometers (ECRI) | Welch Allyn Inc (ECRI) | Tycos | Tycos | Welch Allyn Inc (ECRI) | 190729135355 | Active | HQ
MPW1517 | Ophthalmoscope/Otoscope | Ophthalmoscope/Otoscopes (ECRI) | Welch Allyn Inc (ECRI) | 901093 | Green Series 777 | Welch Allyn Inc (ECRI) | Not Available | Active | HQ
MPW1518 | Thermometer, Electronic | Thermometers, Electronic (ECRI) | Welch Allyn Inc (ECRI) | 690 | SureTemp Plus | Welch Allyn Inc (ECRI) | 19276538 | Active | HQ
MPW1519 | Table, Examination/Treatment | Tables, Examination/Treatment (ECRI) | Midmark Corp (ECRI) | 204-011 | 204-011 | Midmark Corp (ECRI) | V2187353 | Active | HQ
MPW1521 | Ophthalmoscope/Otoscope | Ophthalmoscope/Otoscopes (ECRI) | Welch Allyn Inc (ECRI) | 901093 | Green Series 777 | Welch Allyn Inc (ECRI) | Not Available | Active | HQ
MPW1522 | Sphygmomanometer | Sphygmomanometers (ECRI) | Welch Allyn Inc (ECRI) | Tycos | Tycos | Welch Allyn Inc (ECRI) | 190912170735 | Active | HQ
MPW1523 | Thermometer, Electronic | Thermometers, Electronic (ECRI) | Welch Allyn Inc (ECRI) | 690 | SureTemp Plus | Welch Allyn Inc (ECRI) | 19305551 | Active | HQ
MPW1524 | Table, Examination/Treatment | Tables, Examination/Treatment (ECRI) | Midmark Corp (ECRI) | 204-011 | 204-011 | Midmark Corp (ECRI) | V2185041 | Active | HQ
MPW1525 | Ophthalmoscope/Otoscope | Ophthalmoscope/Otoscopes (ECRI) | Welch Allyn Inc (ECRI) | 901093 | Green Series 777 | Welch Allyn Inc (ECRI) | Not Available | Active | HQ
MPW1526 | Sphygmomanometer | Sphygmomanometers (ECRI) | Welch Allyn Inc (ECRI) | Tycos | Tycos | Welch Allyn Inc (ECRI) | 181026024725 | Active | HQ
MPW1527 | Scale, Floor | Scales, Floor (ECRI) | Seca NA (ECRI) | 769 | 769 | Seca NA (ECRI) | 10000000284274 | Active | HQ
MPW1528 | Scale, Floor | Scales, Floor (ECRI) | Seca NA (ECRI) | 769 | 769 | Seca NA (ECRI) | 10000000284343 | Active | HQ
MPW1529 | Sterilizing Unit, Tabletop | Sterilizing Units, Steam, Tabletop (ECRI) | Midmark Corp (ECRI) | M9-042 | M9 UltraClave | Midmark Corp (ECRI) | V2277522 | Active | HQ
MPW1530 | Thermometer, Electronic | Thermometers, Electronic (ECRI) | Welch Allyn Inc (ECRI) | 690 | SureTemp Plus | Welch Allyn Inc (ECRI) | 19265890 | Active | HQ
MPW1531 | Ophthalmoscope/Otoscope | Ophthalmoscope/Otoscopes (ECRI) | Welch Allyn Inc (ECRI) | 901093 | Green Series 777 | Welch Allyn Inc (ECRI) | Not Available | Active | HQ
MPW1532 | Thermometer, Electronic | Thermometers, Electronic (ECRI) | Welch Allyn Inc (ECRI) | 690 | SureTemp Plus | Welch Allyn Inc (ECRI) | Not Available | Active | HQ
MPW1533 | Sphygmomanometer | Sphygmomanometers (ECRI) | Welch Allyn Inc (ECRI) | Tycos | Tycos | Welch Allyn Inc (ECRI) | 190722134985 | Active | HQ
MPW1534 | Scale, Floor | Scales, Floor (ECRI) | Seca NA (ECRI) | 769 | 769 | Seca NA (ECRI) | 10000000284346 | Active | HQ
MPW1535 | Table, Examination/Treatment | Tables, Examination/Treatment (ECRI) | Midmark Corp (ECRI) | 204-011 | 204-011 | Midmark Corp (ECRI) | V2185116 | Active | HQ
MPW1536 | Monitor, Blood Pressure | Monitors, Blood Pressure (ECRI) | Welch Allyn Inc (ECRI) | ProBP 3400 | ProBP 3400 | Welch Allyn Inc (ECRI) | 100063122321 | Active | HQ
MPW1537 | Thermometer, Electronic | Thermometers, Electronic (ECRI) | Welch Allyn Inc (ECRI) | 690 | SureTemp Plus | Welch Allyn Inc (ECRI) | 19276988 | Active | HQ
MPW1538 | Sphygmomanometer | Sphygmomanometers (ECRI) | Welch Allyn Inc (ECRI) | Tycos | Tycos | Welch Allyn Inc (ECRI) | 190821064775 | Active | HQ
MPW1539 | Ophthalmoscope/Otoscope | Ophthalmoscope/Otoscopes (ECRI) | Welch Allyn Inc (ECRI) | 901093 | Green Series 777 | Welch Allyn Inc (ECRI) | Not Available | Active | HQ
MPW1540 | Chair, Examination/Treatment | Chairs, Examination/Treatment (ECRI) | Midmark Corp (ECRI) | 224-002 | 224-002 | Midmark Corp (ECRI) | V2201826 | Active | HQ
MPW1541 | Footswitches | Footswitches (ECRI) | Midmark Corp (ECRI) | Not Available | Not Available | Midmark Corp (ECRI) | Not Available | Active | HQ
MPW1542 | Sphygmomanometer | Sphygmomanometers (ECRI) | Welch Allyn Inc (ECRI) | Tycos | Tycos | Welch Allyn Inc (ECRI) | 19112062095 | Active | HQ
MPW1543 | Ophthalmoscope/Otoscope | Ophthalmoscope/Otoscopes (ECRI) | Welch Allyn Inc (ECRI) | 901093 | Green Series 777 | Welch Allyn Inc (ECRI) | Not Available | Active | HQ
MPW1544 | Scale, Floor | Scales, Floor (ECRI) | Seca NA (ECRI) | 769 | 769 | Seca NA (ECRI) | 10000000284270 | Active | HQ
MPW1545 | Chair, Examination/Treatment | Chairs, Examination/Treatment (ECRI) | Midmark Corp (ECRI) | 224-002 | 224-002 | Midmark Corp (ECRI) | V2201851 | Active | HQ
MPW1546 | Footswitches | Footswitches (ECRI) | Midmark Corp (ECRI) | Not Available | Not Available | Midmark Corp (ECRI) | Not Available | Active | HQ
MPW1547 | Sphygmomanometer | Sphygmomanometers (ECRI) | Welch Allyn Inc (ECRI) | Tycos | Tycos | Welch Allyn Inc (ECRI) | 191014070035 | Active | HQ
MPW1548 | Ophthalmoscope/Otoscope | Ophthalmoscope/Otoscopes (ECRI) | Welch Allyn Inc (ECRI) | 901093 | Green Series 777 | Welch Allyn Inc (ECRI) | Not Available | Active | HQ
MPW1549 | Thermometer, Electronic | Thermometers, Electronic (ECRI) | Welch Allyn Inc (ECRI) | 690 | SureTemp Plus | Welch Allyn Inc (ECRI) | 19444107 | Active | HQ
MPW1550 | Scale, Floor | Scales, Floor (ECRI) | Seca NA (ECRI) | 769 | 769 | Seca NA (ECRI) | 10000000284268 | Active | HQ
MPW1551 | Chair, Examination/Treatment | Chairs, Examination/Treatment (ECRI) | Midmark Corp (ECRI) | 224-002 | 224-002 | Midmark Corp (ECRI) | V2201808 | Active | HQ
MPW1552 | Footswitches | Footswitches (ECRI) | Midmark Corp (ECRI) | Not Available | Not Available | Midmark Corp (ECRI) | Not Available | Active | HQ
MPW1553 | Sphygmomanometer | Sphygmomanometers (ECRI) | Welch Allyn Inc (ECRI) | Tycos | Tycos | Welch Allyn Inc (ECRI) | 191128064515 | Active | HQ
MPW1554 | Ophthalmoscope/Otoscope | Ophthalmoscope/Otoscopes (ECRI) | Welch Allyn Inc (ECRI) | 901093 | Green Series 777 | Welch Allyn Inc (ECRI) | Not Available | Active | HQ
MPW1555 | Thermometer, Electronic | Thermometers, Electronic (ECRI) | Welch Allyn Inc (ECRI) | 690 | SureTemp Plus | Welch Allyn Inc (ECRI) | 19445337 | Active | HQ
MPW1556 | Ophthalmoscope/Otoscope | Ophthalmoscope/Otoscopes (ECRI) | Welch Allyn Inc (ECRI) | 901093 | Green Series 777 | Welch Allyn Inc (ECRI) | Not Available | Active | HQ
MPW1557 | Sphygmomanometer | Sphygmomanometers (ECRI) | Welch Allyn Inc (ECRI) | Tycos | Tycos | Welch Allyn Inc (ECRI) | 190723024515 | Active | HQ
MPW1558 | Chair, Examination/Treatment | Chairs, Examination/Treatment (ECRI) | Midmark Corp (ECRI) | 224-002 | 224-002 | Midmark Corp (ECRI) | V2701264 | Active | HQ
MPW1559 | Footswitches | Footswitches (ECRI) | Midmark Corp (ECRI) | Not Available | Not Available | Midmark Corp (ECRI) | Not Available | Active | HQ
MPW1560 | Thermometer, Electronic | Thermometers, Electronic (ECRI) | Welch Allyn Inc (ECRI) | 690 | SureTemp Plus | Welch Allyn Inc (ECRI) | 19305548 | Active | HQ
MPW1561 | Ophthalmoscope/Otoscope | Ophthalmoscope/Otoscopes (ECRI) | Welch Allyn Inc (ECRI) | 901093 | Green Series 777 | Welch Allyn Inc (ECRI) | Not Available | Active | HQ
MPW1562 | Sphygmomanometer | Sphygmomanometers (ECRI) | Welch Allyn Inc (ECRI) | Tycos | Tycos | Welch Allyn Inc (ECRI) | 190722141535 | Active | HQ
MPW1563 | Table, Examination/Treatment | Tables, Examination/Treatment (ECRI) | Midmark Corp (ECRI) | 204-011 | 204-011 | Midmark Corp (ECRI) | V2201871 | Active | HQ
MPW1564 | Footswitches | Footswitches (ECRI) | Midmark Corp (ECRI) | Not Available | Not Available | Midmark Corp (ECRI) | Not Available | Active | HQ
MPW1565 | Ophthalmoscope/Otoscope | Ophthalmoscope/Otoscopes (ECRI) | Welch Allyn Inc (ECRI) | 901093 | Green Series 777 | Welch Allyn Inc (ECRI) | Not Available | Active | HQ
MPW1566 | Sphygmomanometer | Sphygmomanometers (ECRI) | Welch Allyn Inc (ECRI) | Tycos | Tycos | Welch Allyn Inc (ECRI) | 190723024305 | Active | HQ
MPW1567 | Chair, Examination/Treatment | Chairs, Examination/Treatment (ECRI) | Midmark Corp (ECRI) | 626-005 | 626-005 | Midmark Corp (ECRI) | V2691696 | Active | HQ
MPW1568 | Hand/Remote Control | Hand/Remote Control (ECRI) | Midmark Corp (ECRI) | QE | QE | Midmark Corp (ECRI) | Not Available | Active | HQ
MPW1569 | Sphygmomanometer | Sphygmomanometers (ECRI) | Hillrom Co Inc (ECRI) | Not Available | Not Available | Hillrom Co Inc (ECRI) | 230809065650 | Active | HQ
MPW1570 | Sphygmomanometer | Sphygmomanometers (ECRI) | Hillrom Co Inc (ECRI) | Not Available | Not Available | Hillrom Co Inc (ECRI) | Not Available | Active | HQ
MPW1571 | GS Integrated Wall System | Ophthalmoscope/Otoscope/Vital Signs Measuring Systems (ECRI) | Henry Schein Inc (ECRI) | SM2WAS-HS | Green Series 777 | Welch Allyn Inc (ECRI) | Not Available | Active | HQ
MPW1572 | Thermometer, Electronic | Thermometers, Electronic (ECRI) | Welch Allyn Inc (ECRI) | 690 | SureTemp Plus | Welch Allyn Inc (ECRI) | Not Available | Active | HQ
MPW1573 | Table, Examination/Treatment | Tables, Examination/Treatment (ECRI) | Midmark Corp (ECRI) | 204-011 | 204-011 | Midmark Corp (ECRI) | V2702128 | Active | HQ
MPW1574 | Sphygmomanometer | Sphygmomanometers (ECRI) | Hillrom Co Inc (ECRI) | Not Available | Not Available | Hillrom Co Inc (ECRI) | 230809082300 | Active | HQ
MPW1575 | Ophthalmoscope/Otoscope | Ophthalmoscope/Otoscopes (ECRI) | Hillrom Co Inc (ECRI) | Not Available | Not Available | Hillrom Co Inc (ECRI) | Not Available | Active | HQ
MPW1576 | Thermometer, Electronic | Thermometers, Electronic (ECRI) | Welch Allyn Inc (ECRI) | 690 | SureTemp Plus | Welch Allyn Inc (ECRI) | Not Available | Active | HQ
MPW1577 | GS Integrated Wall System | Ophthalmoscope/Otoscope/Vital Signs Measuring Systems (ECRI) | Henry Schein Inc (ECRI) | SM2WAS-HS | Green Series 777 | Welch Allyn Inc (ECRI) | Not Available | Active | HQ
MPW1578 | Scale, Floor | Scales, Floor (ECRI) | Seca NA (ECRI) | 7691321998 | 7691321998 | Seca NA (ECRI) | 10000001420325 | Active | HQ
MPW1579 | Table, Examination/Treatment | Tables, Examination/Treatment (ECRI) | Midmark Corp (ECRI) | 204-011 | 204-011 | Midmark Corp (ECRI) | V2701201 | Active | HQ
MPW1580 | Scale, Floor | Scales, Floor (ECRI) | Seca NA (ECRI) | 7691321998 | 7691321998 | Seca NA (ECRI) | 10000001420314 | Active | HQ
MPW1581 | Sphygmomanometer | Sphygmomanometers (ECRI) | Hillrom Co Inc (ECRI) | Not Available | Not Available | Hillrom Co Inc (ECRI) | 230726161740 | Active | HQ
MPW1582 | Ophthalmoscope/Otoscope | Ophthalmoscope/Otoscopes (ECRI) | Hillrom Co Inc (ECRI) | Not Available | Not Available | Hillrom Co Inc (ECRI) | Not Available | Active | HQ
MPW1583 | GS Integrated Wall System | Ophthalmoscope/Otoscope/Vital Signs Measuring Systems (ECRI) | Henry Schein Inc (ECRI) | SM2WAS-HS | Green Series 777 | Welch Allyn Inc (ECRI) | Not Available | Active | HQ
MPW1584 | Thermometer, Electronic | Thermometers, Electronic (ECRI) | Welch Allyn Inc (ECRI) | 690 | SureTemp Plus | Welch Allyn Inc (ECRI) | Not Available | Active | HQ
MPW1585 | Scale, Floor | Scales, Floor (ECRI) | Seca NA (ECRI) | 7691321998 | 7691321998 | Seca NA (ECRI) | 10000001438027 | Active | HQ
MPW1586 | Table, Examination/Treatment | Tables, Examination/Treatment (ECRI) | Midmark Corp (ECRI) | 204-011 | 204-011 | Midmark Corp (ECRI) | V2732328 | Active | HQ
MPW1587 | Thermometer, Electronic | Thermometers, Electronic (ECRI) | Welch Allyn Inc (ECRI) | 690 | SureTemp Plus | Welch Allyn Inc (ECRI) | Not Available | Active | HQ
MPW1588 | GS Integrated Wall System | Ophthalmoscope/Otoscope/Vital Signs Measuring Systems (ECRI) | Henry Schein Inc (ECRI) | SM2WAS-HS | Green Series 777 | Welch Allyn Inc (ECRI) | Not Available | Active | HQ
MPW1589 | Ophthalmoscope/Otoscope | Ophthalmoscope/Otoscopes (ECRI) | Hillrom Co Inc (ECRI) | Not Available | Not Available | Hillrom Co Inc (ECRI) | Not Available | Active | HQ
MPW1590 | Sphygmomanometer | Sphygmomanometers (ECRI) | Hillrom Co Inc (ECRI) | Not Available | Not Available | Hillrom Co Inc (ECRI) | 230803100440 | Active | HQ
MPW1591 | Table, Examination/Treatment | Tables, Examination/Treatment (ECRI) | Midmark Corp (ECRI) | 204-011 | 204-011 | Midmark Corp (ECRI) | V2702101 | Active | HQ
MPW1592 | GS Integrated Wall System | Ophthalmoscope/Otoscope/Vital Signs Measuring Systems (ECRI) | Henry Schein Inc (ECRI) | SM2WAS-HS | Green Series 777 | Welch Allyn Inc (ECRI) | Not Available | Active | HQ
MPW1593 | Thermometer, Electronic | Thermometers, Electronic (ECRI) | Welch Allyn Inc (ECRI) | 690 | SureTemp Plus | Welch Allyn Inc (ECRI) | Not Available | Active | HQ
MPW1594 | Ophthalmoscope/Otoscope | Ophthalmoscope/Otoscopes (ECRI) | Hillrom Co Inc (ECRI) | Not Available | Not Available | Hillrom Co Inc (ECRI) | Not Available | Active | HQ
MPW1595 | Sphygmomanometer | Sphygmomanometers (ECRI) | Hillrom Co Inc (ECRI) | Not Available | Not Available | Hillrom Co Inc (ECRI) | 230613072420 | Active | HQ
MPW1596 | Scale, Floor | Scales, Floor (ECRI) | Seca NA (ECRI) | 7691321998 | 7691321998 | Seca NA (ECRI) | 10000001444826 | Active | HQ
MPW1597 | Table, Examination/Treatment | Tables, Examination/Treatment (ECRI) | Midmark Corp (ECRI) | 204-011 | 204-011 | Midmark Corp (ECRI) | V2702107 | Active | HQ
MPW1598 | Scale, Floor | Scales, Floor (ECRI) | Seca NA (ECRI) | 7691321998 | 7691321998 | Seca NA (ECRI) | 10000001444828 | Active | HQ
MPW1599 | Ophthalmoscope/Otoscope | Ophthalmoscope/Otoscopes (ECRI) | Hillrom Co Inc (ECRI) | Not Available | Not Available | Hillrom Co Inc (ECRI) | Not Available | Active | HQ
MPW1600 | Sphygmomanometer | Sphygmomanometers (ECRI) | Hillrom Co Inc (ECRI) | Not Available | Not Available | Hillrom Co Inc (ECRI) | 23089064100 | Active | HQ
MPW1601 | Footswitches | Footswitches (ECRI) | Midmark Corp (ECRI) | Not Available | Not Available | Midmark Corp (ECRI) | Not Available | Active | HQ
MPW1602 | Scale, Floor | Scales, Floor (ECRI) | Seca NA (ECRI) | 769 | 769 | Seca NA (ECRI) | 10000000284273 | Active | HQ
MPW1603 | Table, Examination/Treatment | Tables, Examination/Treatment (ECRI) | Midmark Corp (ECRI) | 204-011 | 204-011 | Midmark Corp (ECRI) | V2187342 | Active | HQ
MPW1604 | Sphygmomanometer | Sphygmomanometers (ECRI) | Welch Allyn Inc (ECRI) | CE0297 | CE0297 | Welch Allyn Inc (ECRI) | 190827162385 | Active | HQ
MPW1605 | GS Integrated Wall System | Ophthalmoscope/Otoscopes (ECRI) | Welch Allyn Inc (ECRI) | 901093 | Green Series 777 | Welch Allyn Inc (ECRI) | Not Available | Active | HQ
MPW1606 | Scale, Floor | Scales, Floor (ECRI) | Seca NA (ECRI) | 769 | 769 | Seca NA (ECRI) | 10000000284281 | Active | HQ
MPW1607 | Table, Examination/Treatment | Tables, Examination/Treatment (ECRI) | Midmark Corp (ECRI) | 204-011 | 204-011 | Midmark Corp (ECRI) | V2184790 | Active | HQ
MPW1608 | Sphygmomanometer | Sphygmomanometers (ECRI) | Welch Allyn Inc (ECRI) | CE0297 | CE0297 | Welch Allyn Inc (ECRI) | 181026030765 | Active | HQ
MPW1609 | GS Integrated Wall System | Ophthalmoscope/Otoscopes (ECRI) | Welch Allyn Inc (ECRI) | 901093 | Green Series 777 | Welch Allyn Inc (ECRI) | Not Available | Active | HQ
MPW1610 | Thermometer, Electronic | Thermometers, Electronic (ECRI) | Welch Allyn Inc (ECRI) | 690 | SureTemp Plus | Welch Allyn Inc (ECRI) | 19265998 | Active | HQ
MPW1611 | Scale, Floor | Scales, Floor (ECRI) | Seca NA (ECRI) | 769 | 769 | Seca NA (ECRI) | 10000000285266 | Active | HQ
MPW1612 | Monitor, Vital Signs | Monitors, Vital Signs (ECRI) | Welch Allyn Inc (ECRI) | 4400 | Spot Vital Signs | Welch Allyn Inc (ECRI) | 100055362922 | Active | HQ
MPW1613 | Table, Examination/Treatment | Tables, Examination/Treatment (ECRI) | Midmark Corp (ECRI) | 204-011 | 204-011 | Midmark Corp (ECRI) | V2184908 | Active | HQ
MPW1614 | Scale, Floor | Scales, Floor (ECRI) | Seca NA (ECRI) | 769 | 769 | Seca NA (ECRI) | 10000000284338 | Active | HQ
MPW1615 | Sphygmomanometer | Sphygmomanometers (ECRI) | Welch Allyn Inc (ECRI) | CE0297 | CE0297 | Welch Allyn Inc (ECRI) | 181025235425 | Active | HQ
MPW1616 | GS Integrated Wall System | Ophthalmoscope/Otoscopes (ECRI) | Welch Allyn Inc (ECRI) | 901093 | Green Series 777 | Welch Allyn Inc (ECRI) | Not Available | Active | HQ
MPW1617 | Thermometer, Electronic | Thermometers, Electronic (ECRI) | Welch Allyn Inc (ECRI) | 690 | SureTemp Plus | Welch Allyn Inc (ECRI) | 19304912 | Active | HQ
MPW1618 | Scale, Floor | Scales, Floor (ECRI) | Seca NA (ECRI) | 769 | 769 | Seca NA (ECRI) | 10000000284282 | Active | HQ
MPW1619 | Sphygmomanometer | Sphygmomanometers (ECRI) | Welch Allyn Inc (ECRI) | CE0297 | CE0297 | Welch Allyn Inc (ECRI) | 19072213695 | Active | HQ
MPW1620 | GS Integrated Wall System | Ophthalmoscope/Otoscopes (ECRI) | Welch Allyn Inc (ECRI) | 901093 | Green Series 777 | Welch Allyn Inc (ECRI) | Not Available | Active | HQ
MPW1621 | Thermometer, Electronic | Thermometers, Electronic (ECRI) | Welch Allyn Inc (ECRI) | 690 | SureTemp Plus | Welch Allyn Inc (ECRI) | 19053286 | Active | HQ
MPW1622 | Table, Examination/Treatment | Tables, Examination/Treatment (ECRI) | Midmark Corp (ECRI) | 204-011 | 204-011 | Midmark Corp (ECRI) | V2185034 | Active | HQ
MPW1623 | Scale, Floor | Scales, Floor (ECRI) | Seca NA (ECRI) | 769 | 769 | Seca NA (ECRI) | 10000000284275 | Active | HQ
MPW1624 | Sphygmomanometer | Sphygmomanometers (ECRI) | Welch Allyn Inc (ECRI) | CE0297 | CE0297 | Welch Allyn Inc (ECRI) | 190719110075 | Active | HQ
MPW1625 | GS Integrated Wall System | Ophthalmoscope/Otoscopes (ECRI) | Welch Allyn Inc (ECRI) | 901093 | Green Series 777 | Welch Allyn Inc (ECRI) | Not Available | Active | HQ
MPW1626 | Thermometer, Electronic | Thermometers, Electronic (ECRI) | Welch Allyn Inc (ECRI) | 690 | SureTemp Plus | Welch Allyn Inc (ECRI) | 19276983 | Active | HQ
MPW1627 | Table, Examination/Treatment | Tables, Examination/Treatment (ECRI) | Midmark Corp (ECRI) | 204-011 | 204-011 | Midmark Corp (ECRI) | V2184930 | Active | HQ
MPW1628 | Scale, Floor | Scales, Floor (ECRI) | Seca NA (ECRI) | 769 | 769 | Seca NA (ECRI) | 10000000284276 | Active | HQ
MPW1629 | Sphygmomanometer | Sphygmomanometers (ECRI) | Welch Allyn Inc (ECRI) | CE0297 | CE0297 | Welch Allyn Inc (ECRI) | 190722142675 | Active | HQ
MPW1630 | GS Integrated Wall System | Ophthalmoscope/Otoscopes (ECRI) | Welch Allyn Inc (ECRI) | 901093 | Green Series 777 | Welch Allyn Inc (ECRI) | Not Available | Active | HQ
MPW1631 | Thermometer, Electronic | Thermometers, Electronic (ECRI) | Welch Allyn Inc (ECRI) | 690 | SureTemp Plus | Welch Allyn Inc (ECRI) | 19276992 | Active | HQ
MPW1632 | Table, Examination/Treatment | Tables, Examination/Treatment (ECRI) | Midmark Corp (ECRI) | 204-011 | 204-011 | Midmark Corp (ECRI) | V2184945 | Active | HQ
MPW1633 | Scale, Floor | Scales, Floor (ECRI) | Seca NA (ECRI) | 769 | 769 | Seca NA (ECRI) | 10000000284277 | Active | HQ
MPW1634 | Table, Examination/Treatment | Tables, Examination/Treatment (ECRI) | Midmark Corp (ECRI) | 204-011 | 204-011 | Midmark Corp (ECRI) | V21873693 | Active | HQ
MPW1635 | Sphygmomanometer | Sphygmomanometers (ECRI) | Welch Allyn Inc (ECRI) | CE0297 | CE0297 | Welch Allyn Inc (ECRI) | 190722214605 | Active | HQ
MPW1637 | Thermometer, Electronic | Thermometers, Electronic (ECRI) | Welch Allyn Inc (ECRI) | 690 | SureTemp Plus | Welch Allyn Inc (ECRI) | 19276987 | Active | HQ
MPW1638 | Scale, Floor | Scales, Floor (ECRI) | Seca NA (ECRI) | 769 | 769 | Seca NA (ECRI) | 10000000284342 | Active | HQ
MPW1639 | Table, Examination/Treatment | Tables, Examination/Treatment (ECRI) | Midmark Corp (ECRI) | 204-011 | 204-011 | Midmark Corp (ECRI) | V2184938 | Active | HQ
MPW1640 | Sphygmomanometer | Sphygmomanometers (ECRI) | Welch Allyn Inc (ECRI) | CE0297 | CE0297 | Welch Allyn Inc (ECRI) | 190722132635 | Active | HQ
MPW1641 | GS Integrated Wall System | Ophthalmoscope/Otoscopes (ECRI) | Welch Allyn Inc (ECRI) | 901093 | Green Series 777 | Welch Allyn Inc (ECRI) | Not Available | Active | HQ
MPW1642 | Thermometer, Electronic | Thermometers, Electronic (ECRI) | Welch Allyn Inc (ECRI) | 690 | SureTemp Plus | Welch Allyn Inc (ECRI) | 19276991 | Active | HQ
MPW1643 | Scale, Floor | Scales, Floor (ECRI) | Seca NA (ECRI) | 769 | 769 | Seca NA (ECRI) | 10000000284280 | Active | HQ
MPW1644 | Table, Examination/Treatment | Tables, Examination/Treatment (ECRI) | Midmark Corp (ECRI) | 204-011 | 204-011 | Midmark Corp (ECRI) | V2184955 | Active | HQ
MPW1645 | Sphygmomanometer | Sphygmomanometers (ECRI) | Welch Allyn Inc (ECRI) | CE0297 | CE0297 | Welch Allyn Inc (ECRI) | 190723022695 | Active | HQ
MPW1646 | GS Integrated Wall System | Ophthalmoscope/Otoscopes (ECRI) | Welch Allyn Inc (ECRI) | 901093 | Green Series 777 | Welch Allyn Inc (ECRI) | Not Available | Active | HQ
MPW1647 | Thermometer, Electronic | Thermometers, Electronic (ECRI) | Welch Allyn Inc (ECRI) | 690 | SureTemp Plus | Welch Allyn Inc (ECRI) | 19265885 | Active | HQ
MPW1648 | Scale, Floor | Scales, Floor (ECRI) | Seca NA (ECRI) | 769 | 769 | Seca NA (ECRI) | 10000000284271 | Active | HQ
MPW1649 | Table, Examination/Treatment | Tables, Examination/Treatment (ECRI) | Midmark Corp (ECRI) | 204-011 | 204-011 | Midmark Corp (ECRI) | V2152242 | Active | HQ
MPW1650 | Sphygmomanometer | Sphygmomanometers (ECRI) | Welch Allyn Inc (ECRI) | CE0297 | CE0297 | Welch Allyn Inc (ECRI) | 197022183095 | Active | HQ
MPW1651 | GS Integrated Wall System | Ophthalmoscope/Otoscopes (ECRI) | Welch Allyn Inc (ECRI) | 901093 | Green Series 777 | Welch Allyn Inc (ECRI) | Not Available | Active | HQ
MPW1652 | Thermometer, Electronic | Thermometers, Electronic (ECRI) | Welch Allyn Inc (ECRI) | 690 | SureTemp Plus | Welch Allyn Inc (ECRI) | 19276549 | Active | HQ
MPW1653 | Scale, Floor | Scales, Floor (ECRI) | Seca NA (ECRI) | 769 | 769 | Seca NA (ECRI) | 10000000284340 | Active | HQ
MPW1654 | Chair, Examination/Treatment | Chairs, Examination/Treatment (ECRI) | Midmark Corp (ECRI) | 224-002 | 224-002 | Midmark Corp (ECRI) | V2201793 | Active | HQ
MPW1655 | Footswitches | Footswitches (ECRI) | Midmark Corp (ECRI) | Not Available | Not Available | Midmark Corp (ECRI) | Not Available | Active | HQ
MPW1656 | Sphygmomanometer | Sphygmomanometers (ECRI) | Welch Allyn Inc (ECRI) | CE0297 | CE0297 | Welch Allyn Inc (ECRI) | 191112074645 | Active | HQ
MPW1657 | GS Integrated Wall System | Ophthalmoscope/Otoscopes (ECRI) | Welch Allyn Inc (ECRI) | 901093 | Green Series 777 | Welch Allyn Inc (ECRI) | Not Available | Active | HQ
MPW1658 | Thermometer, Electronic | Thermometers, Electronic (ECRI) | Welch Allyn Inc (ECRI) | 690 | SureTemp Plus | Welch Allyn Inc (ECRI) | 19264666 | Active | HQ
MPW1659 | Table, Examination/Treatment | Tables, Examination/Treatment (ECRI) | Hill Laboratories Co (ECRI) | Hill Adjustable | Hill Adjustable | Hill Laboratories Co (ECRI) | 970058 | Active | HQ
MPW1660 | Scale, Floor | Scales, Floor (ECRI) | Seca NA (ECRI) | 769 | 769 | Seca NA (ECRI) | 10000000284279 | Active | HQ
MPW1661 | Chair, Examination/Treatment | Chairs, Examination/Treatment (ECRI) | Midmark Corp (ECRI) | 224-002 | 224-002 | Midmark Corp (ECRI) | V2701444 | Active | HQ
MPW1662 | Footswitches | Footswitches (ECRI) | Midmark Corp (ECRI) | Not Available | Not Available | Midmark Corp (ECRI) | Not Available | Active | HQ
MPW1663 | GS Integrated Wall System | Ophthalmoscope/Otoscopes (ECRI) | Welch Allyn Inc (ECRI) | 901093 | Green Series 777 | Welch Allyn Inc (ECRI) | Not Available | Active | HQ
MPW1664 | Sphygmomanometer | Sphygmomanometers (ECRI) | Welch Allyn Inc (ECRI) | CE0297 | CE0297 | Welch Allyn Inc (ECRI) | 190722143315 | Active | HQ
MPW1665 | Thermometer, Electronic | Thermometers, Electronic (ECRI) | Welch Allyn Inc (ECRI) | 690 | SureTemp Plus | Welch Allyn Inc (ECRI) | 19444163 | Active | HQ
MPW1666 | Sphygmomanometer | Sphygmomanometers (ECRI) | Welch Allyn Inc (ECRI) | CE0297 | CE0297 | Welch Allyn Inc (ECRI) | 091125183540 | Active | HQ
MPW1667 | Chair, Examination/Treatment | Chairs, Examination/Treatment (ECRI) | Midmark Corp (ECRI) | 224-002 | 224-002 | Midmark Corp (ECRI) | V2201527 | Active | HQ
MPW1668 | Sphygmomanometer | Sphygmomanometers (ECRI) | Welch Allyn Inc (ECRI) | CE0297 | CE0297 | Welch Allyn Inc (ECRI) | 191121075505 | Active | HQ
MPW1669 | GS Integrated Wall System | Ophthalmoscope/Otoscopes (ECRI) | Welch Allyn Inc (ECRI) | 901093 | Green Series 777 | Welch Allyn Inc (ECRI) | Not Available | Active | HQ
MPW1670 | Thermometer, Electronic | Thermometers, Electronic (ECRI) | Welch Allyn Inc (ECRI) | 690 | SureTemp Plus | Welch Allyn Inc (ECRI) | 19444162 | Active | HQ
MPW1671 | Footswitches | Footswitches (ECRI) | Midmark Corp (ECRI) | Not Available | Not Available | Midmark Corp (ECRI) | Not Available | Active | HQ
MPW1672 | Sphygmomanometer | Sphygmomanometers (ECRI) | Welch Allyn Inc (ECRI) | CE0297 | CE0297 | Welch Allyn Inc (ECRI) | 191028160975 | Active | HQ
MPW1673 | GS Integrated Wall System | Ophthalmoscope/Otoscopes (ECRI) | Welch Allyn Inc (ECRI) | 901093 | Green Series 777 | Welch Allyn Inc (ECRI) | Not Available | Active | HQ
MPW1674 | Thermometer, Electronic | Thermometers, Electronic (ECRI) | Welch Allyn Inc (ECRI) | 690 | SureTemp Plus | Welch Allyn Inc (ECRI) | 19458647 | Active | HQ
MPW1675 | Light | Lights, Examination (ECRI) | Natus Medical Inc (ECRI) | 200102 | 200102 | Natus Medical Inc (ECRI) | 10440R5969 | Active | HQ
MPW1676 | Chair, Examination/Treatment | Chairs, Examination/Treatment (ECRI) | Midmark Corp (ECRI) | 224-002 | 224-002 | Midmark Corp (ECRI) | V2201727 | Active | HQ
MPW1677 | Footswitches | Footswitches (ECRI) | Midmark Corp (ECRI) | Not Available | Not Available | Midmark Corp (ECRI) | Not Available | Active | HQ
MPW1678 | Sphygmomanometer | Sphygmomanometers (ECRI) | Welch Allyn Inc (ECRI) | CE0297 | CE0297 | Welch Allyn Inc (ECRI) | 191107073635 | Active | HQ
MPW1679 | GS Integrated Wall System | Ophthalmoscope/Otoscopes (ECRI) | Welch Allyn Inc (ECRI) | 901093 | Green Series 777 | Welch Allyn Inc (ECRI) | Not Available | Active | HQ
MPW1680 | Thermometer, Electronic | Thermometers, Electronic (ECRI) | Welch Allyn Inc (ECRI) | 690 | SureTemp Plus | Welch Allyn Inc (ECRI) | 19458645 | Active | HQ
MPW1681 | Scale, Floor | Scales, Floor (ECRI) | Seca NA (ECRI) | 769 | 769 | Seca NA (ECRI) | 10000000284283 | Active | HQ
MPW1682 | Chair, Examination/Treatment | Chairs, Examination/Treatment (ECRI) | Midmark Corp (ECRI) | 224-002 | 224-002 | Midmark Corp (ECRI) | V2201879 | Active | HQ
MPW1683 | Footswitches | Footswitches (ECRI) | Midmark Corp (ECRI) | Not Available | Not Available | Midmark Corp (ECRI) | Not Available | Active | HQ
MPW1684 | Sphygmomanometer | Sphygmomanometers (ECRI) | Welch Allyn Inc (ECRI) | CE0297 | CE0297 | Welch Allyn Inc (ECRI) | 191121080935 | Active | HQ
MPW1685 | GS Integrated Wall System | Ophthalmoscope/Otoscopes (ECRI) | Welch Allyn Inc (ECRI) | 901093 | Green Series 777 | Welch Allyn Inc (ECRI) | Not Available | Active | HQ
MPW1686 | Thermometer, Electronic | Thermometers, Electronic (ECRI) | Welch Allyn Inc (ECRI) | 690 | SureTemp Plus | Welch Allyn Inc (ECRI) | 19445338 | Active | HQ
MPW1687 | Chair, Examination/Treatment | Chairs, Examination/Treatment (ECRI) | Midmark Corp (ECRI) | 230-001 | 230-001 | Midmark Corp (ECRI) | V1639022 | Active | HQ
MPW1688 | Sphygmomanometer | Sphygmomanometers (ECRI) | Welch Allyn Inc (ECRI) | CE0297 | CE0297 | Welch Allyn Inc (ECRI) | 151116173675 | Active | HQ
MPW1689 | GS Integrated Wall System | Ophthalmoscope/Otoscopes (ECRI) | Welch Allyn Inc (ECRI) | 901093 | Green Series 777 | Welch Allyn Inc (ECRI) | Not Available | Active | HQ
MPW1690 | Thermometer, Electronic | Thermometers, Electronic (ECRI) | Welch Allyn Inc (ECRI) | 690 | SureTemp Plus | Welch Allyn Inc (ECRI) | 15420725 | Active | HQ
MPW1691 | Scale, Patient, Wheelchair | Scales, Wheelchair (ECRI) | Pelstar (Health-O-Meter)(ECRI) | 2600KL | 2600KL | Pelstar (Health-O-Meter)(ECRI) | 2600R00472 | Active | HQ
MPW1692 | Scale, Floor | Scales, Floor (ECRI) | Seca NA (ECRI) | 769 | 769 | Seca NA (ECRI) | 5769208151338 | Active | HQ
MPW1693 | Table, Examination/Treatment | Tables, Examination/Treatment (ECRI) | Midmark Corp (ECRI) | 204-001 | 204-001 | Midmark Corp (ECRI) | V757134 | Active | HQ
MPW1694 | GS Integrated Wall System | Ophthalmoscope/Otoscopes (ECRI) | Welch Allyn Inc (ECRI) | 901093 | Green Series 777 | Welch Allyn Inc (ECRI) | Not Available | Active | HQ
MPW1695 | Sphygmomanometer | Sphygmomanometers (ECRI) | Welch Allyn Inc (ECRI) | CE0297 | CE0297 | Welch Allyn Inc (ECRI) | 150917184195 | Active | HQ
MPW1696 | Module, Electrocardiograph | Modules, Electrocardiographs (ECRI) | Welch Allyn Inc (ECRI) | AM12 | AM12 | Welch Allyn Inc (ECRI) | 122370000519 | Active | HQ
MPW1697 | Scale, Floor | Scales, Floor (ECRI) | Seca NA (ECRI) | 769 | 769 | Seca NA (ECRI) | 5769189159499 | Active | HQ
MPW1698 | Scale, Infant | Scales, Infant (ECRI) | Seca NA (ECRI) | 354 | seca 354 | Seca NA (ECRI) | 8354182150605 | Active | HQ
MPW1699 | Table, Examination/Treatment | Tables, Examination/Treatment (ECRI) | Midmark Corp (ECRI) | 204-001 | 204-001 | Midmark Corp (ECRI) | V1534414 | Active | HQ
MPW1700 | Sphygmomanometer | Sphygmomanometers (ECRI) | Welch Allyn Inc (ECRI) | CE0297 | CE0297 | Welch Allyn Inc (ECRI) | 150700134035 | Active | HQ
MPW1701 | GS Integrated Wall System | Ophthalmoscope/Otoscope/Vital Signs Measuring Systems (ECRI) | Henry Schein Inc (ECRI) | SM2WAS-HS | Green Series 777 | Henry Schein Inc (ECRI) | Not Available | Active | HQ
MPW1702 | Thermometer, Electronic | Thermometers, Electronic (ECRI) | Welch Allyn Inc (ECRI) | 690 | SureTemp Plus | Welch Allyn Inc (ECRI) | Not Available | Active | HQ
MPW1703 | Otoscope | Otoscopes (ECRI) | Hillrom Co Inc (ECRI) | Not Available | Not Available | Hillrom Co Inc (ECRI) | Not Available | Active | HQ
MPW1704 | Sphygmomanometer | Sphygmomanometers (ECRI) | Hillrom Co Inc (ECRI) | CE0297 | CE0297 | Hillrom Co Inc (ECRI) | 230809073620 | Active | HQ
MPW1705 | Detector, Blood Flow, Ultrason | Detectors, Blood Flow, Ultrasonic (ECRI) | Summit Appliance (ECRI) | Life Dop 150 | Life Dop | Summit Appliance (ECRI) | 2023090144 | Active | HQ
MPW1706 | Detector, Blood Flow, Ultrason | Detectors, Blood Flow, Ultrasonic (ECRI) | Summit Appliance (ECRI) | Life Dop 150 | Life Dop | Summit Appliance (ECRI) | 2023020359 | Active | HQ
MPW1707 | Module, Electrocardiograph | Modules, Electrocardiographs (ECRI) | Welch Allyn Inc (ECRI) | WAM | EKG WAM | Welch Allyn Inc (ECRI) | 124210000174 | Active | HQ
MPW1708 | Monitor, Blood Pressure | Monitors, Blood Pressure (ECRI) | CoaguSense Inc (ECRI) | COAG-SENSE | COAG-SENSE | CoaguSense Inc (ECRI) | 0001319N2580 | Active | HQ
MPW1709 | Table, Examination/Treatment | Tables, Examination/Treatment (ECRI) | Midmark Corp (ECRI) | 204-011 | 204-011 | Midmark Corp (ECRI) | V2702129 | Active | HQ
MPW1710 | Scale, Floor | Scales, Floor (ECRI) | Seca NA (ECRI) | 769 | 769 | Seca NA (ECRI) | 10000001420313 | Active | HQ
MPW1711 | GS Integrated Wall System | Ophthalmoscope/Otoscope/Vital Signs Measuring Systems (ECRI) | Henry Schein Inc (ECRI) | SM2WAS-HS | Green Series 777 | Henry Schein Inc (ECRI) | Not Available | Active | HQ
MPW1712 | Thermometer, Electronic | Thermometers, Electronic (ECRI) | Welch Allyn Inc (ECRI) | 690 | SureTemp Plus | Welch Allyn Inc (ECRI) | Not Available | Active | HQ
MPW1713 | Otoscope | Otoscopes (ECRI) | Hillrom Co Inc (ECRI) | Not Available | Not Available | Hillrom Co Inc (ECRI) | Not Available | Active | HQ
MPW1714 | Sphygmomanometer | Sphygmomanometers (ECRI) | Hillrom Co Inc (ECRI) | CE0297 | CE0297 | Hillrom Co Inc (ECRI) | 230809073740 | Active | HQ
MPW1715 | GS Integrated Wall System | Ophthalmoscope/Otoscope/Vital Signs Measuring Systems (ECRI) | Henry Schein Inc (ECRI) | SM2WAS-HS | Green Series 777 | Henry Schein Inc (ECRI) | Not Available | Active | HQ
MPW1716 | Thermometer, Electronic | Thermometers, Electronic (ECRI) | Welch Allyn Inc (ECRI) | 690 | SureTemp Plus | Welch Allyn Inc (ECRI) | Not Available | Active | HQ
MPW1717 | Otoscope | Otoscopes (ECRI) | Hillrom Co Inc (ECRI) | Not Available | Not Available | Hillrom Co Inc (ECRI) | Not Available | Active | HQ
MPW1718 | Sphygmomanometer | Sphygmomanometers (ECRI) | Hillrom Co Inc (ECRI) | CE0297 | CE0297 | Hillrom Co Inc (ECRI) | 230803100710 | Active | HQ
MPW1719 | Table, Examination/Treatment | Tables, Examination/Treatment (ECRI) | Midmark Corp (ECRI) | 204-011 | 204-011 | Midmark Corp (ECRI) | V2702117 | Active | HQ
MPW1720 | Scale, Floor | Scales, Floor (ECRI) | Seca NA (ECRI) | 769 | 769 | Seca NA (ECRI) | 10000001420317 | Active | HQ
MPW1721 | Table, Examination/Treatment | Tables, Examination/Treatment (ECRI) | Midmark Corp (ECRI) | 204-011 | 204-011 | Midmark Corp (ECRI) | V2702137 | Active | HQ
MPW1722 | GS Integrated Wall System | Ophthalmoscope/Otoscope/Vital Signs Measuring Systems (ECRI) | Henry Schein Inc (ECRI) | SM2WAS-HS | Green Series 777 | Henry Schein Inc (ECRI) | Not Available | Active | HQ
MPW1723 | Otoscope | Otoscopes (ECRI) | Hillrom Co Inc (ECRI) | Not Available | Not Available | Hillrom Co Inc (ECRI) | Not Available | Active | HQ
MPW1724 | Sphygmomanometer | Sphygmomanometers (ECRI) | Hillrom Co Inc (ECRI) | CE0297 | CE0297 | Hillrom Co Inc (ECRI) | 230809062040 | Active | HQ
MPW1725 | Scale, Floor | Scales, Floor (ECRI) | Seca NA (ECRI) | 769 | 769 | Seca NA (ECRI) | 10000001420311 | Active | HQ
MPW1726 | Table, Examination/Treatment | Tables, Examination/Treatment (ECRI) | Midmark Corp (ECRI) | 204-011 | 204-011 | Midmark Corp (ECRI) | V2702127 | Active | HQ
MPW1727 | GS Integrated Wall System | Ophthalmoscope/Otoscope/Vital Signs Measuring Systems (ECRI) | Henry Schein Inc (ECRI) | SM2WAS-HS | Green Series 777 | Henry Schein Inc (ECRI) | Not Available | Active | HQ
MPW1728 | Thermometer, Electronic | Thermometers, Electronic (ECRI) | Welch Allyn Inc (ECRI) | 690 | SureTemp Plus | Welch Allyn Inc (ECRI) | Not Available | Active | HQ
MPW1729 | Otoscope | Otoscopes (ECRI) | Hillrom Co Inc (ECRI) | Not Available | Not Available | Hillrom Co Inc (ECRI) | Not Available | Active | HQ
MPW1730 | Sphygmomanometer | Sphygmomanometers (ECRI) | Hillrom Co Inc (ECRI) | CE0297 | CE0297 | Hillrom Co Inc (ECRI) | 230726163150 | Active | HQ
MPW1731 | Scale, Floor | Scales, Floor (ECRI) | Seca NA (ECRI) | 769 | 769 | Seca NA (ECRI) | 10000001420319 | Active | HQ
MPW1732 | Table, Examination/Treatment | Tables, Examination/Treatment (ECRI) | Midmark Corp (ECRI) | 204-011 | 204-011 | Midmark Corp (ECRI) | V2701996 | Active | HQ
MPW1733 | GS Integrated Wall System | Ophthalmoscope/Otoscope/Vital Signs Measuring Systems (ECRI) | Henry Schein Inc (ECRI) | SM2WAS-HS | Green Series 777 | Henry Schein Inc (ECRI) | Not Available | Active | HQ
MPW1734 | Thermometer, Electronic | Thermometers, Electronic (ECRI) | Welch Allyn Inc (ECRI) | 690 | SureTemp Plus | Welch Allyn Inc (ECRI) | Not Available | Active | HQ
MPW1735 | Otoscope | Otoscopes (ECRI) | Hillrom Co Inc (ECRI) | Not Available | Not Available | Hillrom Co Inc (ECRI) | Not Available | Active | HQ
MPW1736 | Sphygmomanometer | Sphygmomanometers (ECRI) | Hillrom Co Inc (ECRI) | CE0297 | CE0297 | Hillrom Co Inc (ECRI) | 230809061030 | Active | HQ
MPW1737 | Scale, Floor | Scales, Floor (ECRI) | Seca NA (ECRI) | 769 | 769 | Seca NA (ECRI) | 10000001420316 | Active | HQ
MPW1738 | Table, Examination/Treatment | Tables, Examination/Treatment (ECRI) | Midmark Corp (ECRI) | 204-011 | 204-011 | Midmark Corp (ECRI) | V2702121 | Active | HQ
MPW1739 | GS Integrated Wall System | Ophthalmoscope/Otoscope/Vital Signs Measuring Systems (ECRI) | Henry Schein Inc (ECRI) | SM2WAS-HS | Green Series 777 | Henry Schein Inc (ECRI) | Not Available | Active | HQ
MPW1740 | Thermometer, Electronic | Thermometers, Electronic (ECRI) | Welch Allyn Inc (ECRI) | 690 | SureTemp Plus | Welch Allyn Inc (ECRI) | Not Available | Active | HQ
MPW1741 | Otoscope | Otoscopes (ECRI) | Hillrom Co Inc (ECRI) | Not Available | Not Available | Hillrom Co Inc (ECRI) | Not Available | Active | HQ
MPW1742 | Sphygmomanometer | Sphygmomanometers (ECRI) | Hillrom Co Inc (ECRI) | CE0297 | CE0297 | Hillrom Co Inc (ECRI) | 230726161620 | Active | HQ
MPW1743 | Scale, Floor | Scales, Floor (ECRI) | Seca NA (ECRI) | 769 | 769 | Seca NA (ECRI) | 10000001420322 | Active | HQ
MPW1744 | Table, Examination/Treatment | Tables, Examination/Treatment (ECRI) | Midmark Corp (ECRI) | 204-011 | 204-011 | Midmark Corp (ECRI) | V2702095 | Active | HQ
MPW1745 | GS Integrated Wall System | Ophthalmoscope/Otoscope/Vital Signs Measuring Systems (ECRI) | Henry Schein Inc (ECRI) | SM2WAS-HS | Green Series 777 | Henry Schein Inc (ECRI) | Not Available | Active | HQ
MPW1746 | Thermometer, Electronic | Thermometers, Electronic (ECRI) | Welch Allyn Inc (ECRI) | 690 | SureTemp Plus | Welch Allyn Inc (ECRI) | Not Available | Active | HQ
MPW1747 | Otoscope | Otoscopes (ECRI) | Hillrom Co Inc (ECRI) | Not Available | Not Available | Hillrom Co Inc (ECRI) | Not Available | Active | HQ
MPW1748 | Sphygmomanometer | Sphygmomanometers (ECRI) | Hillrom Co Inc (ECRI) | CE0297 | CE0297 | Hillrom Co Inc (ECRI) | 230809061700 | Active | HQ
MPW1749 | Scale, Floor | Scales, Floor (ECRI) | Seca NA (ECRI) | 769 | 769 | Seca NA (ECRI) | 10000001444827 | Active | HQ
MPW1750 | Table, Examination/Treatment | Tables, Examination/Treatment (ECRI) | Midmark Corp (ECRI) | 204-011 | 204-011 | Midmark Corp (ECRI) | V2702125 | Active | HQ
MPW1751 | GS Integrated Wall System | Ophthalmoscope/Otoscope/Vital Signs Measuring Systems (ECRI) | Henry Schein Inc (ECRI) | SM2WAS-HS | Green Series 777 | Henry Schein Inc (ECRI) | Not Available | Active | HQ
MPW1752 | Thermometer, Electronic | Thermometers, Electronic (ECRI) | Welch Allyn Inc (ECRI) | 690 | SureTemp Plus | Welch Allyn Inc (ECRI) | Not Available | Active | HQ
MPW1753 | Otoscope | Otoscopes (ECRI) | Hillrom Co Inc (ECRI) | Not Available | Not Available | Hillrom Co Inc (ECRI) | Not Available | Active | HQ
MPW1754 | Sphygmomanometer | Sphygmomanometers (ECRI) | Hillrom Co Inc (ECRI) | CE0297 | CE0297 | Hillrom Co Inc (ECRI) | 230803100940 | Active | HQ
MPW1755 | Scale, Floor | Scales, Floor (ECRI) | Seca NA (ECRI) | 769 | 769 | Seca NA (ECRI) | 10000001438030 | Active | HQ
MPW1756 | Defibrillator, External, Auto | Defibrillators, External, Auto (ECRI) | ZOLL Medical Corp (ECRI) | AED Plus | AED Plus | ZOLL Medical Corp (ECRI) | X23I700987 | Active | HQ
MPW1757 | Defibrillator, External, Auto | Defibrillators, External, Auto (ECRI) | ZOLL Medical Corp (ECRI) | AED Plus | AED Plus | ZOLL Medical Corp (ECRI) | X24C798729 | Active | HQ
MPW1758 | Table, Examination/Treatment | Tables, Examination/Treatment (ECRI) | Midmark Corp (ECRI) | 204-011 | 204-011 | Midmark Corp (ECRI) | V2702086 | Active | HQ
MPW1759 | GS Integrated Wall System | Ophthalmoscope/Otoscope/Vital Signs Measuring Systems (ECRI) | Henry Schein Inc (ECRI) | SM2WAS-HS | Green Series 777 | Welch Allyn Inc (ECRI) | Not Available | Active | HQ
MPW1760 | Thermometer, Electronic | Thermometers, Electronic (ECRI) | Welch Allyn Inc (ECRI) | 690 | SureTemp Plus | Welch Allyn Inc (ECRI) | Not Available | Active | HQ
MPW1761 | Otoscope | Otoscopes (ECRI) | Hillrom Co Inc (ECRI) | Not Available | Not Available | Hillrom Co Inc (ECRI) | Not Available | Active | HQ
MPW1762 | Sphygmomanometer | Sphygmomanometers (ECRI) | Hillrom Co Inc (ECRI) | CE0297 | CE0297 | Hillrom Co Inc (ECRI) | 230726154610 | Active | HQ
MPW1763 | Scale, Floor | Scales, Floor (ECRI) | Seca NA (ECRI) | 769 | 769 | Seca NA (ECRI) | 10000001420326 | Active | HQ
MPW1764 | Table, Examination/Treatment | Tables, Examination/Treatment (ECRI) | Midmark Corp (ECRI) | 204-011 | 204-011 | Midmark Corp (ECRI) | V2702122 | Active | HQ
MPW1765 | GS Integrated Wall System | Ophthalmoscope/Otoscope/Vital Signs Measuring Systems (ECRI) | Henry Schein Inc (ECRI) | SM2WAS-HS | Green Series 777 | Henry Schein Inc (ECRI) | Not Available | Active | HQ
MPW1766 | Sphygmomanometer | Sphygmomanometers (ECRI) | Hillrom Co Inc (ECRI) | CE0297 | CE0297 | Hillrom Co Inc (ECRI) | 230803093810 | Active | HQ
MPW1767 | Thermometer, Electronic | Thermometers, Electronic (ECRI) | Welch Allyn Inc (ECRI) | 690 | SureTemp Plus | Welch Allyn Inc (ECRI) | Not Available | Active | HQ
MPW1768 | Otoscope | Otoscopes (ECRI) | Hillrom Co Inc (ECRI) | Not Available | Not Available | Hillrom Co Inc (ECRI) | Not Available | Active | HQ
MPW1769 | Scale, Floor | Scales, Floor (ECRI) | Seca NA (ECRI) | 769 | 769 | Seca NA (ECRI) | 10000001420321 | Active | HQ
MPW1770 | Defibrillator, External, Auto | Defibrillators, External, Auto (ECRI) | ZOLL Medical Corp (ECRI) | AED Plus | AED Plus | ZOLL Medical Corp (ECRI) | X15C746843 | Active | HQ
MPW1771 | Defibrillator, External, Auto | Defibrillators, External, Auto (ECRI) | ZOLL Medical Corp (ECRI) | AED Plus | AED Plus | ZOLL Medical Corp (ECRI) | X22I508582 | Active | HQ
MPW1772 | Defibrillator, External, Auto | Defibrillators, External, Auto (ECRI) | ZOLL Medical Corp (ECRI) | AED Plus | AED Plus | ZOLL Medical Corp (ECRI) | X19J214959 | Active | HQ
MPW1773 | Table, Examination/Treatment | Tables, Examination/Treatment (ECRI) | Midmark Corp (ECRI) | 204 | 204 | Midmark Corp (ECRI) | V1713773 | Active | HQ
MPW1774 | Ophthalmoscope/Otoscope | Ophthalmoscope/Otoscopes (ECRI) | Welch Allyn Inc (ECRI) | 901093 | Green Series 777 | Welch Allyn Inc (ECRI) | Not Available | Active | HQ
MPW1775 | Sphygmomanometer | Sphygmomanometers (ECRI) | Welch Allyn Inc (ECRI) | CE0297 | CE0297 | Welch Allyn Inc (ECRI) | 151116112455 | Active | HQ
MPW1776 | Thermometer, Electronic | Thermometers, Electronic (ECRI) | Welch Allyn Inc (ECRI) | 690 | SureTemp Plus | Welch Allyn Inc (ECRI) | 15412380 | Active | HQ
MPW1777 | Scale, Floor | Scales, Floor (ECRI) | Seca NA (ECRI) | 769 | 769 | Seca NA (ECRI) | 5769208151361 | Active | HQ
MPW1778 | Table, Examination/Treatment | Tables, Examination/Treatment (ECRI) | Hillrom Co Inc (ECRI) | HA90M | HA90M | Hillrom Co Inc (ECRI) | 160163 | Active | HQ
MPW1779 | Ophthalmoscope/Otoscope | Ophthalmoscope/Otoscopes (ECRI) | Welch Allyn Inc (ECRI) | 901093 | Green Series 777 | Welch Allyn Inc (ECRI) | Not Available | Active | HQ
MPW1780 | Sphygmomanometer | Sphygmomanometers (ECRI) | Welch Allyn Inc (ECRI) | CE0297 | CE0297 | Welch Allyn Inc (ECRI) | 151116094685 | Active | HQ
MPW1781 | Thermometer, Electronic | Thermometers, Electronic (ECRI) | Welch Allyn Inc (ECRI) | 690 | SureTemp Plus | Welch Allyn Inc (ECRI) | 15300449 | Active | HQ
MPW1782 | Scale, Floor | Scales, Floor (ECRI) | Seca NA (ECRI) | 769 | 769 | Seca NA (ECRI) | 5769187159357 | Active | HQ
MPW1783 | Table, Examination/Treatment | Tables, Examination/Treatment (ECRI) | Midmark Corp (ECRI) | 204-001 | 204-001 | Midmark Corp (ECRI) | V751110 | Active | HQ
MPW1784 | Thermometer, Electronic | Thermometers, Electronic (ECRI) | Welch Allyn Inc (ECRI) | 690 | SureTemp Plus | Welch Allyn Inc (ECRI) | 15300419 | Active | HQ
MPW1785 | Ophthalmoscope/Otoscope | Ophthalmoscope/Otoscopes (ECRI) | Welch Allyn Inc (ECRI) | 901093 | Green Series 777 | Welch Allyn Inc (ECRI) | Not Available | Active | HQ
MPW1786 | Sphygmomanometer | Sphygmomanometers (ECRI) | Welch Allyn Inc (ECRI) | CE0297 | CE0297 | Welch Allyn Inc (ECRI) | 151116073845 | Active | HQ
MPW1787 | Table, Examination/Treatment | Tables, Examination/Treatment (ECRI) | Midmark Corp (ECRI) | 204-001 | 204-001 | Midmark Corp (ECRI) | V1713852 | Active | HQ
MPW1788 | Scale, Floor | Scales, Floor (ECRI) | Seca NA (ECRI) | 769 | 769 | Seca NA (ECRI) | 5769208151360 | Active | HQ
MPW1789 | Sphygmomanometer | Sphygmomanometers (ECRI) | Welch Allyn Inc (ECRI) | CE0297 | CE0297 | Welch Allyn Inc (ECRI) | 150916225495 | Active | HQ
MPW1790 | Ophthalmoscope/Otoscope | Ophthalmoscope/Otoscopes (ECRI) | Welch Allyn Inc (ECRI) | 901093 | Green Series 777 | Welch Allyn Inc (ECRI) | Not Available | Active | HQ
MPW1791 | Thermometer, Electronic | Thermometers, Electronic (ECRI) | Welch Allyn Inc (ECRI) | 690 | SureTemp Plus | Welch Allyn Inc (ECRI) | 15292864 | Active | HQ
MPW1792 | Scale, Floor | Scales, Floor (ECRI) | Seca NA (ECRI) | 769 | 769 | Seca NA (ECRI) | 5769093154169 | Active | HQ
MPW1793 | Table, Examination/Treatment | Tables, Examination/Treatment (ECRI) | Midmark Corp (ECRI) | 204-001 | 204-001 | Midmark Corp (ECRI) | V1713850 | Active | HQ
MPW1794 | Light, Examination | Lights, Examination (ECRI) | Midmark Corp (ECRI) | 152-001 | Ritter 152 | Midmark Corp (ECRI) | TG016729 | Active | HQ
MPW1795 | Thermometer, Electronic | Thermometers, Electronic (ECRI) | Welch Allyn Inc (ECRI) | 690 | SureTemp Plus | Welch Allyn Inc (ECRI) | 15423417 | Active | HQ
MPW1796 | Sphygmomanometer | Sphygmomanometers (ECRI) | Welch Allyn Inc (ECRI) | CE0297 | CE0297 | Welch Allyn Inc (ECRI) | 150730221065 | Active | HQ
MPW1797 | Ophthalmoscope/Otoscope | Ophthalmoscope/Otoscopes (ECRI) | Welch Allyn Inc (ECRI) | 901093 | Green Series 777 | Welch Allyn Inc (ECRI) | Not Available | Active | HQ
MPW1798 | Light, Examination | Lights, Examination (ECRI) | Brewer Co (ECRI) | 15100 | 15100 | Brewer Co (ECRI) | BI0013627 | Active | HQ
MPW1799 | Scale, Floor | Scales, Floor (ECRI) | Seca NA (ECRI) | 769 | 769 | Seca NA (ECRI) | 5769188159436 | Active | HQ
MPW1800 | Table, Examination/Treatment | Tables, Examination/Treatment (ECRI) | Midmark Corp (ECRI) | 204-001 | 204-001 | Midmark Corp (ECRI) | V1713855 | Active | HQ
MPW1801 | GS Integrated Wall System | Ophthalmoscope/Otoscope/Vital Signs Measuring Systems (ECRI) | Henry Schein Inc (ECRI) | SM2WAS-HS | Green Series 777 | Welch Allyn Inc (ECRI) | Not Available | Active | HQ
MPW1802 | Thermometer, Electronic | Thermometers, Electronic (ECRI) | Welch Allyn Inc (ECRI) | 690 | SureTemp Plus | Welch Allyn Inc (ECRI) | Not Available | Active | HQ
MPW1803 | Scale, Floor | Scales, Floor (ECRI) | Seca NA (ECRI) | 7691321998 | 7691321998 | Seca NA (ECRI) | 10000001438029 | Active | HQ
MPW1804 | Table, Examination/Treatment | Tables, Examination/Treatment (ECRI) | Midmark Corp (ECRI) | 204-011 | 204-011 | Midmark Corp (ECRI) | V2702080 | Active | HQ
MPW1805 | GS Integrated Wall System | Ophthalmoscope/Otoscope/Vital Signs Measuring Systems (ECRI) | Henry Schein Inc (ECRI) | SM2WAS-HS | Green Series 777 | Welch Allyn Inc (ECRI) | Not Available | Active | HQ
MPW1806 | Thermometer, Electronic | Thermometers, Electronic (ECRI) | Welch Allyn Inc (ECRI) | 690 | SureTemp Plus | Welch Allyn Inc (ECRI) | Not Available | Active | HQ
MPW1807 | Ophthalmoscope/Otoscope | Ophthalmoscope/Otoscopes (ECRI) | Hillrom Co Inc (ECRI) | Not Available | Not Available | Hillrom Co Inc (ECRI) | Not Available | Active | HQ
MPW1808 | Sphygmomanometer | Sphygmomanometers (ECRI) | Hillrom Co Inc (ECRI) | Not Available | Not Available | Hillrom Co Inc (ECRI) | 230809072230 | Active | HQ
MPW1809 | Table, Examination/Treatment | Tables, Examination/Treatment (ECRI) | Midmark Corp (ECRI) | 204-011 | 204-011 | Midmark Corp (ECRI) | V2690090 | Active | HQ
MPW1810 | Scale, Floor | Scales, Floor (ECRI) | Seca NA (ECRI) | 7691321998 | 7691321998 | Seca NA (ECRI) | 10000000956997 | Active | HQ
MPW1811 | Sphygmomanometer | Sphygmomanometers (ECRI) | Hillrom Co Inc (ECRI) | Not Available | Not Available | Hillrom Co Inc (ECRI) | 230209085830 | Active | HQ
MPW1812 | Ophthalmoscope/Otoscope | Ophthalmoscope/Otoscopes (ECRI) | Welch Allyn Inc (ECRI) | Not Available | Not Available | Welch Allyn Inc (ECRI) | Not Available | Active | HQ
MPW1813 | GS Integrated Wall System | Ophthalmoscope/Otoscope/Vital Signs Measuring Systems (ECRI) | Henry Schein Inc (ECRI) | SM2WAS-HS | Green Series 777 | Welch Allyn Inc (ECRI) | Not Available | Active | HQ
MPW1814 | Thermometer, Electronic | Thermometers, Electronic (ECRI) | Welch Allyn Inc (ECRI) | 690 | SureTemp Plus | Welch Allyn Inc (ECRI) | Not Available | Active | HQ
MPW1815 | Table, Examination/Treatment | Tables, Examination/Treatment (ECRI) | Midmark Corp (ECRI) | 204-011 | 204-011 | Midmark Corp (ECRI) | V2702100 | Active | HQ
MPW1816 | GS Integrated Wall System | Ophthalmoscope/Otoscope/Vital Signs Measuring Systems (ECRI) | Henry Schein Inc (ECRI) | SM2WAS-HS | Green Series 777 | Welch Allyn Inc (ECRI) | Not Available | Active | HQ
MPW1817 | Thermometer, Electronic | Thermometers, Electronic (ECRI) | Welch Allyn Inc (ECRI) | 690 | SureTemp Plus | Welch Allyn Inc (ECRI) | Not Available | Active | HQ
MPW1818 | Ophthalmoscope/Otoscope | Ophthalmoscope/Otoscopes (ECRI) | Hillrom Co Inc (ECRI) | Not Available | Not Available | Hillrom Co Inc (ECRI) | Not Available | Active | HQ
MPW1819 | Sphygmomanometer | Sphygmomanometers (ECRI) | Hillrom Co Inc (ECRI) | Not Available | Not Available | Hillrom Co Inc (ECRI) | 230803101050 | Active | HQ
MPW1820 | Scale, Floor | Scales, Floor (ECRI) | Seca NA (ECRI) | 7691321998 | 7691321998 | Seca NA (ECRI) | 10000001420318 | Active | HQ
MPW1821 | Centrifuge, Tabletop | Centrifuges, Tabletop (ECRI) | Andreas Hettich Co (ECRI) | EBA 200 S | EBA 200 S | Andreas Hettich Co (ECRI) | 0001506-02 | Active | HQ
MPW1822 | Centrifuge, Tabletop | Centrifuges, Tabletop (ECRI) | Drucker Diagnostics (ECRI) | 642E Drucker | 642E Drucker | Drucker Diagnostics (ECRI) | 190708AA006 | Active | HQ
MPW1823 | Freezer, Pharmacy | Freezers, Pharmacy (ECRI) | American BioTech Supply (ECRI) | PH-ABT-HC-UCFS-0120 | PH-ABT-HC-UCFS-0120 | American BioTech Supply (ECRI) | ABS-112105120512PW-2208-V52 | Active | HQ
MPW1824 | Electrosurgical Unit | Electrosurgical Units (ECRI) | Carefusion-Viasys Healthcare | VikingQuest | VikingQuest | Carefusion-Viasys Healthcare | Not Available | Active | HQ
MPW1825 | Electrosurgical Unit | Electrosurgical Units (ECRI) | Carefusion-Viasys Healthcare | VikingQuest | VikingQuest | Carefusion-Viasys Healthcare | PY090277M | Active | HQ
MPW1826 | Table, Examination/Treatment | Tables, Examination/Treatment (ECRI) | MedSurface (ECRI) | 32089 | Hi-Lo Table | MedSurface (ECRI) | 036654 | Active | HQ
MPW1827 | Stimulator, Neuromuscular | Stimulators, Electrical (ECRI) | Compass Health Brands (ECRI) | Twin Stim IV | InTENsity | Compass Health Brands (ECRI) | Not Available | Active | HQ
MPW1829 | Pinch Gauge | Pinch Gauge | Not Available | Not Available | Not Available | Not Available | 12204006 | Active | HQ
MPW1830 | Exerciser | Exercisers (ECRI) | SAUNDERS | LUMBAR TRACTION | LUMBAR TRACTION | SAUNDERS | 940734 | Active | HQ
MPW1831 | Colposcope | Colposcopes (ECRI) | Cooper Surgical Inc (ECRI) | ZoomScope | ZoomScope | Cooper Surgical Inc (ECRI) | 906043 | Active | HQ
MPW1832 | Table, Examination/Treatment | Tables, Examination/Treatment (ECRI) | Midmark Corp (ECRI) | 625-395121 | 625-395121 | Midmark Corp (ECRI) | V1703484 | Active | HQ
MPW1833 | Footswitches | Footswitches (ECRI) | Midmark Corp (ECRI) | Not Available | Not Available | Midmark Corp (ECRI) | Not Available | Active | HQ
MPW1834 | GS Integrated Wall System | Ophthalmoscope/Otoscope/Vital Signs Measuring Systems (ECRI) | Welch Allyn Inc (ECRI) | 767 Series | 767 Series | Welch Allyn Inc (ECRI) | Not Available | Active | HQ
MPW1835 | Sphygmomanometer | Sphygmomanometers (ECRI) | Welch Allyn Inc (ECRI) | Tycos | Tycos | Welch Allyn Inc (ECRI) | 151201111735 | Active | HQ
MPW1836 | Thermometer, Electronic | Thermometers, Electronic (ECRI) | Welch Allyn Inc (ECRI) | 690 | SureTemp Plus | Welch Allyn Inc (ECRI) | 15453125 | Active | HQ
MPW1837 | Chair, Examination/Treatment | Chairs, Examination/Treatment (ECRI) | Midmark Corp (ECRI) | 75 Evolution | 75 Evolution | Midmark Corp (ECRI) | EM3815 | Active | HQ
MPW1838 | Footswitch | Footswitches (ECRI) | Not Available | Not Available | Not Available | Not Available | Not Available | Active | HQ
MPW1839 | Warmer, Gel | Warmers, Gel (ECRI) | Parker Laboratories Inc (ECRI) | 83-03 | Thermasonic | Parker Laboratories Inc (ECRI) | 030512BD11 | Active | HQ
MPW1840 | Sphygmomanometer | Sphygmomanometers (ECRI) | Welch Allyn Inc (ECRI) | Tycos | Tycos | Welch Allyn Inc (ECRI) | 151221194885 | Active | HQ
MPW1841 | Ophthalmoscope/Otoscope | Ophthalmoscope/Otoscopes (ECRI) | Welch Allyn Inc (ECRI) | Not Available | Not Available | Welch Allyn Inc (ECRI) | Not Available | Active | HQ
MPW1842 | Thermometer, Electronic | Thermometers, Electronic (ECRI) | Welch Allyn Inc (ECRI) | 690 | SureTemp Plus | Welch Allyn Inc (ECRI) | Not Available | Active | HQ
MPW1843 | Light, Examination | Lights, Examination (ECRI) | Welch Allyn Inc (ECRI) | GS IV | GS Exam Light IV | Welch Allyn Inc (ECRI) | Not Available | Active | HQ
MPW1844 | Table, Examination/Treatment | Tables, Examination/Treatment (ECRI) | Midmark Corp (ECRI) | 222 | 222 | Midmark Corp (ECRI) | V1713805 | Active | HQ
MPW1845 | Sphygmomanometer | Sphygmomanometers (ECRI) | Welch Allyn Inc (ECRI) | Tycos | Tycos | Welch Allyn Inc (ECRI) | 150912185285 | Active | HQ
MPW1846 | Ophthalmoscope/Otoscope | Ophthalmoscope/Otoscopes (ECRI) | Welch Allyn Inc (ECRI) | Not Available | Not Available | Welch Allyn Inc (ECRI) | 15300434 | Active | HQ
MPW1847 | Thermometer, Electronic | Thermometers, Electronic (ECRI) | Welch Allyn Inc (ECRI) | 690 | SureTemp Plus | Welch Allyn Inc (ECRI) | 16050129 | Active | HQ
MPW1848 | Scale, Floor | Scales, Floor (ECRI) | Seca NA (ECRI) | 769 | 769 | Seca NA (ECRI) | 5769093154171 | Active | HQ
MPW1849 | Light, Examination | Lights, Examination (ECRI) | Welch Allyn Inc (ECRI) | 444XX | Green Series 300 | Welch Allyn Inc (ECRI) | Not Available | Active | HQ
MPW1850 | Table, Examination/Treatment | Tables, Examination/Treatment (ECRI) | Midmark Corp (ECRI) | 222 | 222 | Midmark Corp (ECRI) | V1713833 | Active | HQ
MPW1851 | Thermometer, Electronic | Thermometers, Electronic (ECRI) | Welch Allyn Inc (ECRI) | 690 | SureTemp Plus | Welch Allyn Inc (ECRI) | 15320020 | Active | HQ
MPW1852 | GS Integrated Wall System | Ophthalmoscope/Otoscope/Vital Signs Measuring Systems (ECRI) | Welch Allyn Inc (ECRI) | 767 Series | 767 Series | Welch Allyn Inc (ECRI) | Not Available | Active | HQ
MPW1853 | Sphygmomanometer | Sphygmomanometers (ECRI) | Welch Allyn Inc (ECRI) | Tycos | Tycos | Welch Allyn Inc (ECRI) | 150916173845 | Active | HQ
MPW1854 | Microscope, Laboratory | Microscopes, Laboratory (ECRI) | Seiler Instrument (ECRI) | SeilerScope | SeilerScope | Seiler Instrument (ECRI) | Not Available | Active | HQ
MPW1855 | Refrigerator | Refrigerators (ECRI) | Avanti Products (ECRI) | Not Available | Not Available | Avanti Products (ECRI) | Not Available | Active | HQ
MPW1857 | Scale, Floor | Scales, Floor (ECRI) | Seca NA (ECRI) | 769 | 769 | Seca NA (ECRI) | 5769208151336 | Active | HQ
MPW1858 | Light, Examination | Lights, Examination (ECRI) | Welch Allyn Inc (ECRI) | GS IV | GS Exam Light IV | Welch Allyn Inc (ECRI) | Not Available | Active | HQ
MPW1859 | Table, Examination/Treatment | Tables, Examination/Treatment (ECRI) | Midmark Corp (ECRI) | 222 | 222 | Midmark Corp (ECRI) | V1713824 | Active | HQ
MPW1860 | Sphygmomanometer | Sphygmomanometers (ECRI) | Welch Allyn Inc (ECRI) | Tycos | Tycos | Welch Allyn Inc (ECRI) | 151125181945 | Active | HQ
MPW1861 | GS Integrated Wall System | Ophthalmoscope/Otoscope/Vital Signs Measuring Systems (ECRI) | Welch Allyn Inc (ECRI) | 767 Series | 767 Series | Welch Allyn Inc (ECRI) | Not Available | Active | HQ
MPW1862 | Thermometer, Electronic | Thermometers, Electronic (ECRI) | Welch Allyn Inc (ECRI) | 690 | SureTemp Plus | Welch Allyn Inc (ECRI) | 15480368 | Active | HQ
MPW1863 | Light, Examination | Lights, Examination (ECRI) | Welch Allyn Inc (ECRI) | 444XX | Green Series 300 | Welch Allyn Inc (ECRI) | Not Available | Active | HQ
MPW1864 | Table, Examination/Treatment | Tables, Examination/Treatment (ECRI) | Midmark Corp (ECRI) | 104 | 104 | Midmark Corp (ECRI) | CD110351 | Active | HQ
MPW1865 | Sphygmomanometer | Sphygmomanometers (ECRI) | Welch Allyn Inc (ECRI) | Tycos | Tycos | Welch Allyn Inc (ECRI) | 150903175505 | Active | HQ
MPW1866 | GS Integrated Wall System | Ophthalmoscope/Otoscope/Vital Signs Measuring Systems (ECRI) | Welch Allyn Inc (ECRI) | 767 Series | 767 Series | Welch Allyn Inc (ECRI) | Not Available | Active | HQ
MPW1867 | Thermometer, Electronic | Thermometers, Electronic (ECRI) | Welch Allyn Inc (ECRI) | 690 | SureTemp Plus | Welch Allyn Inc (ECRI) | 16050731 | Active | HQ
MPW1868 | Scale, Floor | Scales, Floor (ECRI) | Seca NA (ECRI) | 769 | 769 | Seca NA (ECRI) | 5769161155103 | Active | HQ
MPW1869 | Oximeters, Pulse | Oximeters, Pulse (ECRI) | Bovie Medical Corp. | 770R | 770R | Bovie Medical Corp. | A7R01117 | Active | HQ
MPW1870 | Scale, Floor | Scales, Floor (ECRI) | Seca NA (ECRI) | 769 | 769 | Seca NA (ECRI) | 5769163155112 | Active | HQ
MPW1871 | Light, Examination | Lights, Examination (ECRI) | Welch Allyn Inc (ECRI) | GS 300 | GS 300 | Welch Allyn Inc (ECRI) | Not Available | Active | HQ
MPW1872 | Table, Examination/Treatment | Tables, Examination/Treatment (ECRI) | Midmark Corp (ECRI) | 222 | 222 | Midmark Corp (ECRI) | V1713776 | Active | HQ
MPW1873 | GS Integrated Wall System | Ophthalmoscope/Otoscope/Vital Signs Measuring Systems (ECRI) | Welch Allyn Inc (ECRI) | 767 Series | 767 Series | Welch Allyn Inc (ECRI) | Not Available | Active | HQ
MPW1874 | Sphygmomanometer | Sphygmomanometers (ECRI) | Welch Allyn Inc (ECRI) | Tycos | Tycos | Welch Allyn Inc (ECRI) | 150903175395 | Active | HQ
MPW1875 | Scale, Floor | Scales, Floor (ECRI) | Seca NA (ECRI) | 7691321998 | 7691321998 | Seca NA (ECRI) | 10000001095438 | Active | HQ
MPW1876 | Light, Examination | Lights, Examination (ECRI) | Welch Allyn Inc (ECRI) | GS IV | GS Exam Light IV | Welch Allyn Inc (ECRI) | Not Available | Active | HQ
MPW1877 | Table, Examination/Treatment | Tables, Examination/Treatment (ECRI) | Midmark Corp (ECRI) | 222-016 | 222-016 | Midmark Corp (ECRI) | V1706213 | Active | HQ
MPW1878 | Footswitches | Footswitches (ECRI) | Midmark Corp (ECRI) | Not Available | Not Available | Midmark Corp (ECRI) | Not Available | Active | HQ
MPW1879 | Sphygmomanometer | Sphygmomanometers (ECRI) | Welch Allyn Inc (ECRI) | Tycos | Tycos | Welch Allyn Inc (ECRI) | 150903211125 | Active | HQ
MPW1880 | GS Integrated Wall System | Ophthalmoscope/Otoscope/Vital Signs Measuring Systems (ECRI) | Welch Allyn Inc (ECRI) | 767 Series | 767 Series | Welch Allyn Inc (ECRI) | Not Available | Active | HQ
MPW1881 | Thermometer, Electronic | Thermometers, Electronic (ECRI) | Welch Allyn Inc (ECRI) | 690 | SureTemp Plus | Welch Allyn Inc (ECRI) | 15300434 | Active | HQ
MPW1882 | Detector, Blood Flow | Detectors, Blood Flow, Ultrasonic (ECRI) | Huntleigh Diagnostics (ECRI) | D930 | Dopplex | Huntleigh Diagnostics (ECRI) | Not Available | Active | HQ
MPW1883 | Fetal Doppler | Detectors, Fetal Heart, Ultrasonic (ECRI) | Huntleigh Diagnostics (ECRI) | FD3 | Fetal Dopplex III | Huntleigh Diagnostics (ECRI) | Not Available | Active | HQ
MPW1884 | Oximeter, Pulse | Oximeters, Pulse (ECRI) | Bovie Medical Corp. | 770R | 770R | Bovie Medical Corp. | A7R01130 | Active | HQ
MPW1885 | Thermometer, Electronic | Thermometers, Electronic, Infrared (ECRI) | Berrcom Medical Co (ECRI) | JXB-178 | JXB-178 | Berrcom Medical Co (ECRI) | C05200396919 | Active | HQ
MPW1886 | Defibrillator, External, Auto | Defibrillators, External, Auto (ECRI) | ZOLL Medical Corp (ECRI) | AED Plus | AED Plus | ZOLL Medical Corp (ECRI) | X09J426103 | Active | HQ
MPW1887 | Scale, Floor | Scales, Floor (ECRI) | Seca NA (ECRI) | 769 | 769 | Seca NA (ECRI) | 5769163155113 | Active | HQ
MPW1888 | Table, Examination/Treatment | Tables, Examination/Treatment (ECRI) | Midmark Corp (ECRI) | 222-016 | 222-016 | Midmark Corp (ECRI) | V1713784 | Active | HQ
MPW1889 | GS Integrated Wall System | Ophthalmoscope/Otoscope/Vital Signs Measuring Systems (ECRI) | Welch Allyn Inc (ECRI) | 767 Series | 767 Series | Welch Allyn Inc (ECRI) | Not Available | Active | HQ
MPW1890 | Sphygmomanometer | Sphygmomanometers (ECRI) | Welch Allyn Inc (ECRI) | Tycos | Tycos | Welch Allyn Inc (ECRI) | 151221195095 | Active | HQ
MPW1891 | Light, Examination | Lights, Examination (ECRI) | Welch Allyn Inc (ECRI) | GS IV | GS Exam Light IV | Welch Allyn Inc (ECRI) | Not Available | Active | HQ
MPW1892 | Detector, Blood Flow | Detectors, Blood Flow, Ultrasonic (ECRI) | Summit Appliance (ECRI) | LifeDop | LifeDop | Summit Appliance (ECRI) | LD019092 | Active | HQ
MPW1893 | Defibrillator, External, Auto | Defibrillators, External, Auto (ECRI) | ZOLL Medical Corp (ECRI) | AED Plus | AED Plus | ZOLL Medical Corp (ECRI) | X09L433598 | Active | HQ
MPW1895 | Module, Electrocardiograph | Modules, Electrocardiographs (ECRI) | Welch Allyn Inc (ECRI) | WAM | EKG WAM | Welch Allyn Inc (ECRI) | 118370002195 | Active | HQ
MPW1896 | Module, Electrocardiograph | Modules, Electrocardiographs (ECRI) | Welch Allyn Inc (ECRI) | WAM | EKG WAM | Welch Allyn Inc (ECRI) | 118370002194 | Active | HQ
MPW1897 | Stress Exercise, Cardiac | Stress Exercise, Cardiac (ECRI) | GE Healthcare (ECRI) | CASE | CASE | GE Healthcare (ECRI) | SJV13271273SA | Active | HQ
MPW1898 | Module, Electrocardiographs | Modules, Electrocardiographs (ECRI) | GE Healthcare (ECRI) | CAM-14 | CAM-14 | GE Healthcare (ECRI) | SK921460016PA | Active | HQ
MPW1899 | Sphygmomanometer | Sphygmomanometers (ECRI) | Welch Allyn Inc (ECRI) | Tycos | Tycos | Welch Allyn Inc (ECRI) | 11130181352 | Active | HQ
MPW1900 | Defibrillator | Defibrillators (ECRI) | Physio-Control Inc (ECRI) | LIFEPAK 20e | LIFEPAK 20e | Medtronic Inc (ECRI) | 44531115 | Active | HQ
MPW1901 | GS Integrated Wall System | Ophthalmoscope/Otoscope/Vital Signs Measuring Systems (ECRI) | Welch Allyn Inc (ECRI) | 767 Series | 767 Series | Welch Allyn Inc (ECRI) | Not Available | Active | HQ
MPW1902 | Thermometer, Electronic | Thermometers, Electronic (ECRI) | Welch Allyn Inc (ECRI) | 690 | SureTemp Plus | Welch Allyn Inc (ECRI) | 15320013 | Active | HQ
MPW1903 | Scale, Floor | Scales, Floor (ECRI) | Seca NA (ECRI) | 769 | 769 | Seca NA (ECRI) | 5769916315516 | Active | HQ
MPW1904 | Table, Examination/Treatment | Tables, Examination/Treatment (ECRI) | Midmark Corp (ECRI) | 204-001 | 204-001 | Midmark Corp (ECRI) | V1713793 | Active | HQ
MPW1905 | Light, Examination | Lights, Examination (ECRI) | Brewer Co (ECRI) | 15100 | 15100 | Brewer Co (ECRI) | BI0013628 | Active | HQ
MPW1906 | Sphygmomanometer | Sphygmomanometers (ECRI) | Welch Allyn Inc (ECRI) | CE0297 | CE0297 | Welch Allyn Inc (ECRI) | 150818215095 | Active | HQ
MPW1907 | GS Integrated Wall System | Ophthalmoscope/Otoscopes (ECRI) | Welch Allyn Inc (ECRI) | 901093 | Green Series 777 | Welch Allyn Inc (ECRI) | Not Available | Active | HQ
MPW1908 | Thermometer, Electronic | Thermometers, Electronic (ECRI) | Welch Allyn Inc (ECRI) | 690 | SureTemp Plus | Welch Allyn Inc (ECRI) | 15292984 | Active | HQ
MPW1909 | Thermometers, Electronic | Thermometers, Electronic, Infrared (ECRI) | Berrcom Medical Co (ECRI) | JXB-178 | JXB-178 | Berrcom Medical Co (ECRI) | Not Available | Active | HQ
MPW1910 | Scale, Floor | Scales, Floor (ECRI) | Seca NA (ECRI) | 769 | 769 | Seca NA (ECRI) | 5769208151362 | Active | HQ
MPW1911 | Table, Examination/Treatment | Tables, Examination/Treatment (ECRI) | Midmark Corp (ECRI) | 204 | 204 | Midmark Corp (ECRI) | V1713754 | Active | HQ
MPW1912 | Sphygmomanometer | Sphygmomanometers (ECRI) | Welch Allyn Inc (ECRI) | CE0297 | CE0297 | Welch Allyn Inc (ECRI) | 151116172355 | Active | HQ
MPW1913 | GS Integrated Wall System | Ophthalmoscope/Otoscopes (ECRI) | Welch Allyn Inc (ECRI) | 901093 | Green Series 777 | Welch Allyn Inc (ECRI) | Not Available | Active | HQ
MPW1914 | Thermometer, Electronic | Thermometers, Electronic (ECRI) | Welch Allyn Inc (ECRI) | 690 | SureTemp Plus | Welch Allyn Inc (ECRI) | 15331134 | Active | HQ
MPW1915 | Scale, Floor | Scales, Floor (ECRI) | Seca NA (ECRI) | 769 | 769 | Seca NA (ECRI) | 5769188159431 | Active | HQ
MPW1916 | Table, Examination/Treatment | Tables, Examination/Treatment (ECRI) | Midmark Corp (ECRI) | 204-001 | 204-001 | Midmark Corp (ECRI) | V1713849 | Active | HQ
MPW1917 | Sphygmomanometer | Sphygmomanometers (ECRI) | Welch Allyn Inc (ECRI) | CE0297 | CE0297 | Welch Allyn Inc (ECRI) | 15070102945 | Active | HQ
MPW1918 | GS Integrated Wall System | Ophthalmoscope/Otoscopes (ECRI) | Welch Allyn Inc (ECRI) | 901093 | Green Series 777 | Welch Allyn Inc (ECRI) | Not Available | Active | HQ
MPW1919 | Thermometer, Electronic | Thermometers, Electronic (ECRI) | Welch Allyn Inc (ECRI) | 690 | SureTemp Plus | Welch Allyn Inc (ECRI) | 15420738 | Active | HQ
MPW1920 | Module, Electrocardiograph | Modules, Electrocardiographs (ECRI) | Welch Allyn Inc (ECRI) | WAM | EKG WAM | Welch Allyn Inc (ECRI) | 124450000008 | Active | HQ
MPW1921 | Spirometer, Diagnostic | Spirometers, Diagnostic (ECRI) | Ndd Medical Technologies (ECRI | 570-0683 | EasyOne Air | Ndd Medical Technologies (ECRI | 1172291 | Active | HQ
MPW1922 | Audiometer | Audiometers (ECRI) | MAICO Diagnostics (ECRI) | MA25 | MA25 | MAICO Diagnostics (ECRI) | MA9117887 | Active | HQ
MPW1923 | Audiometer | Audiometers (ECRI) | MAICO Diagnostics (ECRI) | MA25 | MA25 | MAICO Diagnostics (ECRI) | MA9072334 | Active | HQ
MPW1924 | Scale, Floor | Scales, Floor (ECRI) | Seca NA (ECRI) | 769 | 769 | Seca NA (ECRI) | 10000000220567 | Active | HQ
MPW1925 | Table, Examination/Treatment | Tables, Examination/Treatment (ECRI) | Midmark Corp (ECRI) | 204-001 | 204-001 | Midmark Corp (ECRI) | V1713841 | Active | HQ
MPW1926 | Sphygmomanometer | Sphygmomanometers (ECRI) | Welch Allyn Inc (ECRI) | CE0297 | CE0297 | Welch Allyn Inc (ECRI) | 151126130985 | Active | HQ
MPW1927 | GS Integrated Wall System | Ophthalmoscope/Otoscopes (ECRI) | Welch Allyn Inc (ECRI) | 901093 | Green Series 777 | Welch Allyn Inc (ECRI) | Not Available | Active | HQ
MPW1928 | Thermometer, Electronic | Thermometers, Electronic (ECRI) | Welch Allyn Inc (ECRI) | 690 | SureTemp Plus | Welch Allyn Inc (ECRI) | 15452505 | Active | HQ
MPW1929 | Scale, Floor | Scales, Floor (ECRI) | Seca NA (ECRI) | 769 | 769 | Seca NA (ECRI) | 5769208151334 | Active | HQ
MPW1930 | Table, Examination/Treatment | Tables, Examination/Treatment, Adjustable (ECRI) | Midmark Corp (ECRI) | 204-002 | 204-002 | Midmark Corp (ECRI) | V1709595 | Active | HQ
MPW1931 | Sphygmomanometer | Sphygmomanometers (ECRI) | Welch Allyn Inc (ECRI) | CE0297 | CE0297 | Welch Allyn Inc (ECRI) | 150925180205 | Active | HQ
MPW1932 | GS Integrated Wall System | Ophthalmoscope/Otoscopes (ECRI) | Welch Allyn Inc (ECRI) | 901093 | Green Series 777 | Welch Allyn Inc (ECRI) | Not Available | Active | HQ
MPW1933 | Thermometer | Thermometers (ECRI) | Covidien Inc (ECRI) | Genius 2 | Genius | Covidien Inc (ECRI) | N1756959 | Active | HQ
MPW1936 | GS Integrated Wall System | Ophthalmoscope/Otoscopes (ECRI) | Welch Allyn Inc (ECRI) | 901093 | Green Series 777 | Welch Allyn Inc (ECRI) | Not Available | Active | HQ
MPW1938 | Thermometer, Electronic | Thermometers, Electronic (ECRI) | Welch Allyn Inc (ECRI) | 690 | SureTemp Plus | Welch Allyn Inc (ECRI) | 15331138 | Active | HQ
MPW1939 | Scale, Floor | Scales, Floor (ECRI) | Seca NA (ECRI) | 769 | 769 | Seca NA (ECRI) | 5769188159438 | Active | HQ
MPW1940 | Table, Examination/Treatment | Tables, Examination/Treatment (ECRI) | Midmark Corp (ECRI) | 204-001 | 204-001 | Midmark Corp (ECRI) | V1713815 | Active | HQ
MPW1941 | Sphygmomanometer | Sphygmomanometers (ECRI) | Welch Allyn Inc (ECRI) | CE0297 | CE0297 | Welch Allyn Inc (ECRI) | 150730213885 | Active | HQ
MPW1942 | GS Integrated Wall System | Ophthalmoscope/Otoscopes (ECRI) | Welch Allyn Inc (ECRI) | 901093 | Green Series 777 | Welch Allyn Inc (ECRI) | Not Available | Active | HQ
MPW1943 | Thermometer, Electronic | Thermometers, Electronic (ECRI) | Welch Allyn Inc (ECRI) | 690 | SureTemp Plus | Welch Allyn Inc (ECRI) | 15423052 | Active | HQ
MPW1945 | Scale, Floor | Scales, Floor (ECRI) | Seca NA (ECRI) | 769 | 769 | Seca NA (ECRI) | 5769188159425 | Active | HQ
MPW1946 | Exam Light | Lights, Examination (ECRI) | Brewer Co (ECRI) | 15100 | 15100 | Brewer Co (ECRI) | BI0013626 | Active | HQ
MPW1947 | Table, Examination/Treatment | Tables, Examination/Treatment (ECRI) | Midmark Corp (ECRI) | 204-011 | 204-011 | Midmark Corp (ECRI) | V1709596 | Active | HQ
MPW1948 | Sphygmomanometer | Sphygmomanometers (ECRI) | Welch Allyn Inc (ECRI) | CE0297 | CE0297 | Welch Allyn Inc (ECRI) | 150918201575 | Active | HQ
MPW1949 | GS Integrated Wall System | Ophthalmoscope/Otoscopes (ECRI) | Welch Allyn Inc (ECRI) | 901093 | Green Series 777 | Welch Allyn Inc (ECRI) | Not Available | Active | HQ
MPW1950 | Thermometer, Electronic | Thermometers, Electronic (ECRI) | Welch Allyn Inc (ECRI) | 690 | SureTemp Plus | Welch Allyn Inc (ECRI) | 15331125 | Active | HQ
MPW1951 | Thermometer, Electronic | Thermometers, Electronic (ECRI) | Welch Allyn Inc (ECRI) | 690 | SureTemp Plus | Welch Allyn Inc (ECRI) | 15412388 | Active | HQ
MPW1952 | Ophthalmoscope/Otoscope | Ophthalmoscope/Otoscopes (ECRI) | Welch Allyn Inc (ECRI) | 901093 | Green Series 777 | Welch Allyn Inc (ECRI) | Not Available | Active | HQ
MPW1953 | Sphygmomanometer | Sphygmomanometers (ECRI) | Welch Allyn Inc (ECRI) | CE0297 | CE0297 | Welch Allyn Inc (ECRI) | 150907175635 | Active | HQ
MPW1954 | Electrocardiograph, Portable | Electrocardiographs, Multichannel (ECRI) | Midmark Corp (ECRI) | IQecg | IQecg | Midmark Corp (ECRI) | 474925 | Active | HQ
MPW1955 | Thermometer | Thermometers (ECRI) | Hetaida Technology (ECRI) | VNT275US | VICKS | Hetaida Technology (ECRI) | 27420HTD | Active | HQ
MPW1956 | Scale, Floor | Scales, Floor (ECRI) | Seca NA (ECRI) | 769 | 769 | Seca NA (ECRI) | 5769093154167 | Active | HQ
MPW1957 | Table, Examination/Treatment | Tables, Examination/Treatment (ECRI) | Midmark Corp (ECRI) | 204-001 | 204-001 | Midmark Corp (ECRI) | V915128 | Active | HQ
MPW1958 | Ophthlamoscope/Otoscope | Ophthalmoscope/Otoscopes (ECRI) | Welch Allyn Inc (ECRI) | 901093 | Green Series 777 | Welch Allyn Inc (ECRI) | Not Available | Active | HQ
MPW1959 | Sphygmomanometer | Sphygmomanometers (ECRI) | Welch Allyn Inc (ECRI) | CE0297 | CE0297 | Welch Allyn Inc (ECRI) | 150730233065 | Active | HQ
MPW1960 | Ophthalmoscope/Otoscope | Ophthalmoscope/Otoscopes (ECRI) | Welch Allyn Inc (ECRI) | 901093 | Green Series 777 | Welch Allyn Inc (ECRI) | Not Available | Active | HQ
MPW1961 | Electroencephalograph | Electroencephalographs (ECRI) | Midmark Corp (ECRI) | IQmark | IQmark | Welch Allyn Inc (ECRI) | 445237 | Active | HQ
MPW1962 | Scale, Floor | Scales, Floor (ECRI) | Seca NA (ECRI) | 769 | 769 | Seca NA (ECRI) | 5769163155109 | Active | HQ
MPW1963 | Table, Examination/Treatment | Tables, Examination/Treatment, Adjustable (ECRI) | Midmark Corp (ECRI) | 623-008 | 623-008 | Midmark Corp (ECRI) | 709824 | Active | HQ
MPW1964 | Loght, Examination | Lights, Examination (ECRI) | Brewer Co (ECRI) | 15100 | 15100 | Brewer Co (ECRI) | BI0013631 | Active | HQ
MPW1965 | Thermometer, Electronic | Thermometers, Electronic (ECRI) | Welch Allyn Inc (ECRI) | 690 | SureTemp Plus | Welch Allyn Inc (ECRI) | Not Available | Active | HQ
MPW1966 | Opthlamoscope/Otoscope | Ophthalmoscope/Otoscopes (ECRI) | Welch Allyn Inc (ECRI) | 901093 | Green Series 777 | Welch Allyn Inc (ECRI) | Not Available | Active | HQ
MPW1967 | Sphygmomanometer | Sphygmomanometers (ECRI) | Welch Allyn Inc (ECRI) | CE0297 | CE0297 | Welch Allyn Inc (ECRI) | 151116073955 | Active | HQ
MPW1968 | Hand/Remote Control | Hand/Remote Control (ECRI) | Midmark Corp (ECRI) | Not Available | Not Available | Midmark Corp (ECRI) | Not Available | Active | HQ
MPW1969 | Centrifuge, Tabletop | Centrifuges, Tabletop (ECRI) | Drucker Diagnostics (ECRI) | 642E LabCorp | 642E LabCorp | Drucker Diagnostics (ECRI) | 130614-67 | Active | HQ
MPW1970 | Centrifuge, Tabletop | Centrifuges, Tabletop (ECRI) | Andreas Hettich Co (ECRI) | EBA 200 | EBA 200 | Andreas Hettich Co (ECRI) | 0003113-05 | Active | HQ
MPW1971 | Light, Examination | Lights, Examination (ECRI) | Welch Allyn Inc (ECRI) | GS 300 | GS 300 | Welch Allyn Inc (ECRI) | 151019 | Active | HQ
MPW1972 | Table, Examination/Treatment | Tables, Examination/Treatment, Adjustable (ECRI) | Midmark Corp (ECRI) | 204-002 | 204-002 | Midmark Corp (ECRI) | V641112 | Active | HQ
MPW1973 | Sphygmomanometer | Sphygmomanometers (ECRI) | Welch Allyn Inc (ECRI) | CE0297 | CE0297 | Welch Allyn Inc (ECRI) | 170613104695 | Active | HQ
MPW1974 | Scale, Floor | Scales, Floor (ECRI) | Doran Scales Inc (ECRI) | DS7060 | HandRail Scale | Doran Scales Inc (ECRI) | DS23010058 | Active | HQ
MPW1975 | Table, Examination/Treatment | Tables, Examination/Treatment (ECRI) | Midmark Corp (ECRI) | 204-001 | 204-001 | Midmark Corp (ECRI) | V1787252 | Active | HQ
MPW1976 | Sphygmomanometer | Sphygmomanometers (ECRI) | Hillrom Co Inc (ECRI) | CE0297 | CE0297 | Hillrom Co Inc (ECRI) | 221008081650 | Active | HQ
MPW1977 | Sphygmomanometer | Sphygmomanometers (ECRI) | Hillrom Co Inc (ECRI) | CE0473 | CE0473 | Hillrom Co Inc (ECRI) | 15006972 | Active | HQ
MPW1978 | Scale, Floor | Scales, Floor (ECRI) | Doran Scales Inc (ECRI) | DS7060 | HandRail Scale | Doran Scales Inc (ECRI) | DS23010055 | Active | HQ
MPW1979 | Sphygmomanometer | Sphygmomanometers (ECRI) | Welch Allyn Inc (ECRI) | CE0297 | CE0297 | Welch Allyn Inc (ECRI) | 101227180240 | Active | HQ
MPW1980 | Scale, Floor | Scales, Floor (ECRI) | Doran Scales Inc (ECRI) | DS7060 | HandRail Scale | Doran Scales Inc (ECRI) | DS23010053 | Active | HQ
MPW1981 | Module, Electrocardiograph | Modules, Electrocardiographs (ECRI) | Welch Allyn Inc (ECRI) | WAM | EKG WAM | Welch Allyn Inc (ECRI) | 118370002187 | Active | HQ
MPW1982 | Module, Electrocardiograph | Modules, Electrocardiographs (ECRI) | Welch Allyn Inc (ECRI) | WAM | EKG WAM | Welch Allyn Inc (ECRI) | 118370002197 | Active | HQ
MPW1983 | Module, Electrocardiograph | Modules, Electrocardiographs (ECRI) | Welch Allyn Inc (ECRI) | WAM | EKG WAM | Welch Allyn Inc (ECRI) | 119380000360 | Active | HQ
MPW1984 | Table, Examination/Treatment | Tables, Examination/Treatment (ECRI) | Midmark Corp (ECRI) | 244-001 | 244-001 | Midmark Corp (ECRI) | 175205066 | Active | HQ
MPW1985 | Scale, Floor | Scales, Floor (ECRI) | Pelstar (Health-O-Meter)(ECRI) | 1100KL | 1100KL | Pelstar (Health-O-Meter)(ECRI) | 1100E201805860 | Active | HQ
MPW1986 | GS Integrated Wall System | Ophthalmoscope/Otoscope/Vital Signs Measuring Systems (ECRI) | Welch Allyn Inc (ECRI) | 767 Series | 767 Series | Welch Allyn Inc (ECRI) | Not Available | Active | HQ
MPW1987 | Sphygmomanometer | Sphygmomanometers (ECRI) | Welch Allyn Inc (ECRI) | CE0297 | CE0297 | Welch Allyn Inc (ECRI) | 101222061009 | Active | HQ
MPW1988 | Hand/Remote Control | Hand/Remote Control (ECRI) | Not Available | Not Available | Not Available | Not Available | Not Available | Active | HQ
MPW1989 | Sphygmomanometer | Sphygmomanometers (ECRI) | Welch Allyn Inc (ECRI) | CE0297 | CE0297 | Welch Allyn Inc (ECRI) | 101222054842 | Active | HQ
MPW1990 | Scale, Floor | Scales, Floor (ECRI) | Doran Scales Inc (ECRI) | DS7060 | HandRail Scale | Doran Scales Inc (ECRI) | DS23010056 | Active | HQ
MPW1991 | Table, Examination/Treatment | Tables, Examination/Treatment (ECRI) | MedSurface (ECRI) | 32089 | Hi-Lo Table | MedSurface (ECRI) | 036543 | Active | HQ
MPW1992 | Ultrasound Therapy/Neuromuscul | Ultrasound Therapy/Neuromuscular (ECRI) | Richmar (ECRI) | 7.7 | Theratouch 7.7 | Richmar (ECRI) | 1028981663A | Active | HQ
MPW1993 | Table, Examination/Treatment | Tables, Examination/Treatment (ECRI) | MedSurface (ECRI) | 32089 | Hi-Lo Table | MedSurface (ECRI) | 036544 | Active | HQ
MPW1994 | Table, Examination/Treatment | Tables, Examination/Treatment (ECRI) | MedSurface (ECRI) | 32089 | Hi-Lo Table | MedSurface (ECRI) | 039155 | Active | HQ
MPW1995 | Ultrasound Therapy System | Ultrasound Therapy Systems (ECRI) | Richmar (ECRI) | CM2 | CM2 | Richmar (ECRI) | 0714031374 | Active | HQ
MPW1996 | Exerciser | Exercisers (ECRI) | HOIST Fitness Systems (ECRI) | Not Available | Not Available | HOIST Fitness Systems (ECRI) | 9B-16808 | Active | HQ
MPW1997 | Table, Examination/Treatment | Tables, Examination/Treatment, Adjustable, Physical Therapy (ECRI) | Hausmann Industries Inc (ECRI) | 1440-68 | 1440-68 | Hausmann Industries Inc (ECRI) | 6002 | Active | HQ
MPW1998 | Footswitch | Footswitches (ECRI) | MAGNETIC CO. | NOT AVAILABLE | NOT AVAILABLE | MAGNETIC CO. | Not Available | Active | HQ
MPW1999 | Exerciser | Exercisers (ECRI) | HOIST Fitness Systems (ECRI) | Not Available | Not Available | HOIST Fitness Systems (ECRI) | 98-14876 | Active | HQ
MPW2000 | Exerciser | Exercisers (ECRI) | Not Available | Not Available | Not Available | Not Available | Not Available | Active | HQ
MPW2001 | Table, Imaging, Ultrasound | Tables, Imaging, Ultrasound (ECRI) | Biodex Medical Systems (ECRI) | 058-700 | Echo Pro Table | Biodex Medical Systems (ECRI) | 16040572 | Active | HQ
MPW2002 | Readers, Radiofrequency | Readers, Radiofrequency Identification Tags (ECRI) | Lantheus Medical Imaging (ECRI | VMIX2 | VialMix RFID | Lantheus Medical Imaging (ECRI | 2231909627 | Active | HQ
MPW2003 | Sphygmomanometer | Sphygmomanometers (ECRI) | Hillrom Co Inc (ECRI) | Not Available | Not Available | Hillrom Co Inc (ECRI) | 230904104500 | Active | HQ
MPW2004 | Electrosurgical Unit | Electrosurgical Units (ECRI) | Medtronic Inc (ECRI) | Not Available | Not Available | Medtronic Inc (ECRI) | SPM011450A | Active | HQ
MPW2005 | Electrocardiograph | Electrocardiographs, Multichannel (ECRI) | GE Healthcare (ECRI) | 7600 | 7600 | Ivy Biomedical Systems (ECRI) | 16010388 | Active | HQ
MPW2006 | Reader, Radiofrequency | Readers, Radiofrequency Identification Tags (ECRI) | Lantheus Medical Imaging (ECRI | VMIX2 | VialMix RFID | Lantheus Medical Imaging | 2230100770 | Active | HQ
MPW2007 | Table, Imaging, Ultrasound | Tables, Imaging, Ultrasound (ECRI) | Biodex Medical Systems (ECRI) | 058-700 | Echo Pro Table | Biodex Medical Systems (ECRI) | 16030569 | Active | HQ
MPW2008 | Detector, Blood Flow | Detectors, Blood Flow, Ultrasonic (ECRI) | Summit Appliance (ECRI) | Not Available | Not Available | Summit Appliance (ECRI) | VA007421 | Active | HQ
MPW2009 | Monitor, Vital Signs | Monitors, Vital Signs (ECRI) | Welch Allyn Inc (ECRI) | 42N0B | Spot Vital Signs | Welch Allyn Inc (ECRI) | 200210434 | Active | HQ
MPW2010 | Infusion Pump | Infusion Pumps (ECRI) | Baxter Healthcare Corp (ECRI) | 3570009 | Spectrum IQ | Baxter Healthcare Corp (ECRI) | 3602325 | Active | HQ
MPW2011 | Suction Unit | Suction Units (ECRI) | SSCOR Inc (ECRI) | 2314B | 2314B | SSCOR Inc (ECRI) | N10439 | Active | HQ
MPW2012 | Centrifuge, Tabletop | Centrifuges, Tabletop (ECRI) | Drucker Diagnostics (ECRI) | 642E Cardinal | 642E Cardinal | Cardinal Health (ECRI) | 190113DZ361 | Active | HQ
MPW2013 | Monitors, Blood | Monitors, Blood Pressure (ECRI) | CoaguSense Inc (ECRI) | COAG-SENSE | COAG-SENSE | CoaguSense Inc (ECRI) | D001034N0275 | Active | HQ
MPW2014 | Table, Examination/Treatment | Tables, Examination/Treatment (ECRI) | Midmark Corp (ECRI) | 204-001 | 204-001 | Midmark Corp (ECRI) | V1031807 | Active | HQ
MPW2015 | Scale, Infant | Scales, Infant (ECRI) | Seca NA (ECRI) | 354 | seca 354 | Seca NA (ECRI) | 8354348201068 | Active | HQ
MPW2016 | Thermometer, Electronic | Thermometers, Electronic (ECRI) | Welch Allyn Inc (ECRI) | 690 | SureTemp Plus | Welch Allyn Inc (ECRI) | 14410043 | Active | HQ
MPW2017 | Monitor, Vital Signs | Monitors, Vital Signs (ECRI) | Welch Allyn Inc (ECRI) | LXI | Spot Vital Signs | Welch Allyn Inc (ECRI) | 20170601807 | Active | HQ
MPW2018 | GS Integrated Wall System | Ophthalmoscope/Otoscope/Vital Signs Measuring Systems (ECRI) | Welch Allyn Inc (ECRI) | 767 Series | 767 Series | Welch Allyn Inc (ECRI) | Not Available | Active | HQ
MPW2019 | Sphygmomanometer | Sphygmomanometers (ECRI) | Welch Allyn Inc (ECRI) | Tycos | Tycos | Welch Allyn Inc (ECRI) | 140228055705 | Active | HQ
MPW2020 | Thermometer, Infrared | Thermometers, Electronic, Infrared (ECRI) | MedSource Labs (ECRI) | MS-131002 | MS-131002 | MedSource Labs (ECRI) | 2005175P10963 | Active | HQ
MPW2021 | Audiometer | Audiometers (ECRI) | Welch Allyn Inc (ECRI) | 71123 | Charging Stand | Welch Allyn Inc (ECRI) | 201601837 | Active | HQ
MPW2022 | Scale, Infant | Scales, Infant (ECRI) | Seca NA (ECRI) | 354 | seca 354 | Seca NA (ECRI) | 835438201103 | Active | HQ
MPW2023 | Defibrillator, External, Auto | Defibrillators, External, Auto (ECRI) | ZOLL Medical Corp (ECRI) | AED Plus | AED Plus | ZOLL Medical Corp (ECRI) | X09L433587 | Active | HQ
MPW2024 | Sphygmomanometer | Sphygmomanometers (ECRI) | Welch Allyn Inc (ECRI) | Tycos | Tycos | Welch Allyn Inc (ECRI) | 090119171530 | Active | HQ
MPW2025 | GS Integrated Wall System | Ophthalmoscope/Otoscope/Vital Signs Measuring Systems (ECRI) | Welch Allyn Inc (ECRI) | 767 Series | 767 Series | Welch Allyn Inc (ECRI) | Not Available | Active | HQ
MPW2026 | Thermometer, Electronic | Thermometers, Electronic (ECRI) | Welch Allyn Inc (ECRI) | 690 | SureTemp Plus | Welch Allyn Inc (ECRI) | 09030001 | Active | HQ
MPW2027 | Light, Examination | Lights, Examination (ECRI) | Burton Medical LLC (ECRI) | Not Available | Not Available | Burton Medical LLC (ECRI) | 12591 | Active | HQ
MPW2028 | Table, Examination/Treatment | Tables, Examination/Treatment (ECRI) | Midmark Corp (ECRI) | 204-001 | 204-001 | Midmark Corp (ECRI) | V1032547 | Active | HQ
MPW2029 | Scale, Floor | Scales, Floor (ECRI) | Seca NA (ECRI) | 7691321998 | 7691321998 | Seca NA (ECRI) | 10000000804420 | Active | HQ
MPW2030 | Scale, Floor | Scales, Floor (ECRI) | Seca NA (ECRI) | 7691321998 | 7691321998 | Seca NA (ECRI) | 10000000805500 | Active | HQ
MPW2031 | Table, Examination/Treatment | Tables, Examination/Treatment (ECRI) | Midmark Corp (ECRI) | 204-001 | 204-001 | Midmark Corp (ECRI) | V1031748 | Active | HQ
MPW2032 | Light, Examination | Lights, Examination (ECRI) | Not Available | Not Available | Not Available | Not Available | Not Available | Active | HQ
MPW2033 | Sphygmomanometer | Sphygmomanometers (ECRI) | Welch Allyn Inc (ECRI) | Tycos | Tycos | Welch Allyn Inc (ECRI) | 090119170438 | Active | HQ
MPW2034 | GS Integrated Wall System | Ophthalmoscope/Otoscope/Vital Signs Measuring Systems (ECRI) | Welch Allyn Inc (ECRI) | 767 Series | 767 Series | Welch Allyn Inc (ECRI) | Not Available | Active | HQ
MPW2035 | Thermometer, Electronic | Thermometers, Electronic (ECRI) | Welch Allyn Inc (ECRI) | 690 | SureTemp Plus | Welch Allyn Inc (ECRI) | 09443687 | Active | HQ
MPW2036 | Scale, Floor | Scales, Floor (ECRI) | Seca NA (ECRI) | 7691321998 | 7691321998 | Seca NA (ECRI) | 10000000804427 | Active | HQ
MPW2037 | Sphygmomanometer | Sphygmomanometers (ECRI) | Welch Allyn Inc (ECRI) | Tycos | Tycos | Welch Allyn Inc (ECRI) | 090306102026 | Active | HQ
MPW2039 | Thermometer, Electronic | Thermometers, Electronic (ECRI) | Welch Allyn Inc (ECRI) | 690 | SureTemp Plus | Welch Allyn Inc (ECRI) | 11441334 | Active | HQ
MPW2040 | Scale, Floor | Scales, Floor (ECRI) | Seca NA (ECRI) | 7691321998 | 7691321998 | Seca NA (ECRI) | 10000000804421 | Active | HQ
MPW2041 | Table, Examination/Treatment | Tables, Examination/Treatment (ECRI) | Midmark Corp (ECRI) | 204-011 | 204-011 | Midmark Corp (ECRI) | V2142505 | Active | HQ
MPW2042 | Sphygmomanometer | Sphygmomanometers (ECRI) | Welch Allyn Inc (ECRI) | Tycos | Tycos | Welch Allyn Inc (ECRI) | 090119162353 | Active | HQ
MPW2043 | GS Integrated Wall System | Ophthalmoscope/Otoscope/Vital Signs Measuring Systems (ECRI) | Welch Allyn Inc (ECRI) | 767 Series | 767 Series | Welch Allyn Inc (ECRI) | Not Available | Active | HQ
MPW2044 | Thermometer, Electronic | Thermometers, Electronic (ECRI) | Welch Allyn Inc (ECRI) | 690 | SureTemp Plus | Welch Allyn Inc (ECRI) | 09026587 | Active | HQ
MPW2045 | Light, Examination | Lights, Examination (ECRI) | Graham Field Health (ECRI) | DLT | DLT | Graham Field Health (ECRI) | Not Available | Active | HQ
MPW2046 | Scale, Floor | Scales, Floor (ECRI) | Detecto Scale Co (ECRI) | 758C | 758C | Detecto Scale Co (ECRI) | E143090180 | Active | HQ
MPW2047 | Table, Examination/Treatment | Tables, Examination/Treatment (ECRI) | Midmark Corp (ECRI) | 204-011 | 204-011 | Midmark Corp (ECRI) | V2169790 | Active | HQ
MPW2048 | Sphygmomanometer | Sphygmomanometers (ECRI) | Welch Allyn Inc (ECRI) | Tycos | Tycos | Welch Allyn Inc (ECRI) | 140228073845 | Active | HQ
MPW2049 | GS Integrated Wall System | Ophthalmoscope/Otoscope/Vital Signs Measuring Systems (ECRI) | Welch Allyn Inc (ECRI) | 767 Series | 767 Series | Welch Allyn Inc (ECRI) | Not Available | Active | HQ
MPW2050 | Thermometer, Electronic | Thermometers, Electronic (ECRI) | Welch Allyn Inc (ECRI) | 690 | SureTemp Plus | Welch Allyn Inc (ECRI) | 10150365 | Active | HQ
MPW2051 | Light, Examination | Lights, Examination (ECRI) | Goodwin Manfacturing (ECRI) | 1196-01 | 1196-01 | Goodwin Manfacturing (ECRI) | Not Available | Active | HQ
MPW2052 | Scale, Floor | Scales, Floor (ECRI) | Pelstar (Health-O-Meter)(ECRI) | 597KL | 597KL | Pelstar (Health-O-Meter)(ECRI) | 597T003420 | Active | HQ
MPW2053 | Table, Examination/Treatment | Tables, Examination/Treatment (ECRI) | Midmark Corp (ECRI) | 204-001 | 204-001 | Midmark Corp (ECRI) | V1140514 | Active | HQ
MPW2054 | Light, Examination | Lights, Examination (ECRI) | Midmark Corp (ECRI) | 250-002 | 250-002 | Midmark Corp (ECRI) | V1815305 | Active | HQ
MPW2055 | Sphygmomanometer | Sphygmomanometers (ECRI) | Welch Allyn Inc (ECRI) | Tycos | Tycos | Welch Allyn Inc (ECRI) | 091019074746 | Active | HQ
MPW2056 | GS Integrated Wall System | Ophthalmoscope/Otoscope/Vital Signs Measuring Systems (ECRI) | Welch Allyn Inc (ECRI) | 767 Series | 767 Series | Welch Allyn Inc (ECRI) | Not Available | Active | HQ
MPW2057 | Thermometer, Electronic | Thermometers, Electronic (ECRI) | Welch Allyn Inc (ECRI) | 690 | SureTemp Plus | Welch Allyn Inc (ECRI) | 09443748 | Active | HQ
MPW2058 | Light, Examination | Lights, Examination (ECRI) | Midmark Corp (ECRI) | 253-400264 | 253-400264 | Midmark Corp (ECRI) | V236944 | Active | HQ
MPW2059 | Table, Examination/Treatment | Tables, Examination/Treatment (ECRI) | Midmark Corp (ECRI) | 204-001 | 204-001 | Midmark Corp (ECRI) | V1369000 | Active | HQ
MPW2060 | Scale, Floor | Scales, Floor (ECRI) | Pelstar (Health-O-Meter)(ECRI) | 500KL | 500KL | Pelstar (Health-O-Meter)(ECRI) | 5004121213901 | Active | HQ
MPW2061 | Sphygmomanometer | Sphygmomanometers (ECRI) | Welch Allyn Inc (ECRI) | Tycos | Tycos | Welch Allyn Inc (ECRI) | 091019075306 | Active | HQ
MPW2062 | GS Integrated Wall System | Ophthalmoscope/Otoscope/Vital Signs Measuring Systems (ECRI) | Welch Allyn Inc (ECRI) | 767 Series | 767 Series | Welch Allyn Inc (ECRI) | Not Available | Active | HQ
MPW2063 | Thermometer, Electronic | Thermometers, Electronic (ECRI) | Welch Allyn Inc (ECRI) | 690 | SureTemp Plus | Welch Allyn Inc (ECRI) | 09470543 | Active | HQ
MPW2064 | Scale, Floor | Scales, Floor (ECRI) | Seca NA (ECRI) | 7691321998 | 7691321998 | Seca NA (ECRI) | 10000000804467 | Active | HQ
MPW2065 | Table, Examination/Treatment | Tables, Examination/Treatment (ECRI) | Midmark Corp (ECRI) | 204-011 | 204-011 | Midmark Corp (ECRI) | V2152550 | Active | HQ
MPW2066 | Sphygmomanometer | Sphygmomanometers (ECRI) | Welch Allyn Inc (ECRI) | Tycos | Tycos | Welch Allyn Inc (ECRI) | 091016071545 | Active | HQ
MPW2069 | Monitor, Blood Pressure | Monitors, Blood Pressure (ECRI) | Welch Allyn Inc (ECRI) | ProBP 3400 | ProBP 3400 | Welch Allyn Inc (ECRI) | 100038483824 | Active | HQ
MPW2070 | Thermometer, Electronic | Thermometers, Electronic, Infrared (ECRI) | Hetaida Technology (ECRI) | Not Available | Not Available | Hetaida Technology (ECRI) | 2003054E06574 | Active | HQ
MPW2071 | Monitor, Blood Pressure | Monitors, Blood Pressure (ECRI) | Welch Allyn Inc (ECRI) | ProBP 3400 | ProBP 3400 | Welch Allyn Inc (ECRI) | 100098803824 | Active | HQ
MPW2072 | Monitor, Blood Pressure | Monitors, Blood Pressure (ECRI) | Welch Allyn Inc (ECRI) | ProBP 3400 | ProBP 3400 | Welch Allyn Inc (ECRI) | 201102368 | Active | HQ
MPW2073 | Thermometer, Electronic | Thermometers, Electronic (ECRI) | Welch Allyn Inc (ECRI) | 690 | SureTemp Plus | Welch Allyn Inc (ECRI) | 09200384 | Active | HQ
MPW2074 | Monitor, Blood Pressure | Monitors, Blood Pressure (ECRI) | Welch Allyn Inc (ECRI) | ProBP 3400 | ProBP 3400 | Welch Allyn Inc (ECRI) | 100090233624 | Active | HQ
MPW2075 | Electrocardiograph, Portable | Electrocardiographs, Multichannel (ECRI) | Midmark Corp (ECRI) | IQecg | IQecg | Midmark Corp (ECRI) | 465795 | Active | HQ
MPW2076 | Electrocardiograph, Portable | Electrocardiographs, Multichannel (ECRI) | Midmark Corp (ECRI) | IQecg | IQecg | Midmark Corp (ECRI) | 465018 | Active | HQ
MPW2077 | Electrocardiograph, Portable | Electrocardiographs, Multichannel (ECRI) | Midmark Corp (ECRI) | IQecg | IQecg | Midmark Corp (ECRI) | 475310 | Active | HQ
MPW2078 | Light, Examination, UV | Lights, Examination, Ultraviolet, Portable/Handheld (ECRI) | Burton Medical LLC (ECRI) | UV503 | UV503 | Burton Medical LLC (ECRI) | 7009963 | Active | HQ
MPW2079 | Nebulizer | Nebulizers (ECRI) | DeVilbliss Healthcare (ECRI) | 18081 | Power Neb Ultra | DeVilbliss Healthcare (ECRI) | 13M161013258 | Active | HQ
MPW2080 | Audiometer | Audiometers (ECRI) | Micro Audiometrics Corp (ECRI) | ES3M | EarScan 3 | Micro Audiometrics Corp (ECRI) | 01040300162F | Active | HQ
MPW2081 | Analyzer, Point-of-Care | Analyzers, Point-of-Care, Whole Blood, Hematology, Hemoglobin (ECRI) | HemoCue AB (ECRI) | HB 801 | Hb 801 | HemoCue AB (ECRI) | 2337020033 | Active | HQ
MPW2082 | Analyzer, Laboratory, Blood | Analyzers, Laboratory, Blood (ECRI) | HemoCue AB (ECRI) | B-HEMOGLOBIN | HEMOGLOBINOMETER | HemoCue AB (ECRI) | 1036118054 | Active | HQ
MPW2083 | Analyzer, Laboratory, Blood | Analyzers, Laboratory, Blood (ECRI) | CoaguSense Inc (ECRI) | 03P63-01 | 03P63-01 | CoaguSense Inc (ECRI) | D001034N0277 | Active | HQ
MPW2084 | Nebulizer | Nebulizers (ECRI) | Medline Industries Inc (ECRI) | HCSDOGNEB | HCSDOGNEB | Medline Industries Inc (ECRI) | VT30100753 | Active | HQ
MPW2085 | Analyzer, POC, Whole Blood | Analyzers, Point-of-Care, Whole Blood (ECRI) | Abbott Laboratories Inc (ECRI) | Afinion 2 | Afinion 2 | Abbott Laboratories Inc (ECRI) | AF20048365 | Active | HQ
MPW2086 | Analyzer, Immunoassay | Analyzers, Laboratory, Immunoassay, Photometric (ECRI) | BD (ECRI) | Veritor Plus | Veritor Plus | BD (ECRI) | 2206072J65630 | Active | HQ
MPW2087 | Analyzer, Laboratory, Urine | Analyzers, Laboratory, Urine (ECRI) | Siemens Healthcare (ECRI) | CLINITEK | CLINITEK Status+ | Siemens Healthcare (ECRI) | 327447 | Active | HQ
MPW2088 | Centrifuge, Tabletop | Centrifuges, Tabletop (ECRI) | Drucker Diagnostics (ECRI) | 642E Cardinal | 642E Cardinal | Drucker Diagnostics (ECRI) | 520112-836 | Active | HQ
MPW2089 | Nebulizer | Nebulizers (ECRI) | PARI Respiratory (ECRI) | 85B0000 | PRONEB | PARI Respiratory (ECRI) | DLLNB05462 | Active | HQ
MPW2091 | Thermometer, Electronic | Thermometers, Electronic (ECRI) | Welch Allyn Inc (ECRI) | 690 | SureTemp Plus | Welch Allyn Inc (ECRI) | 15390078 | Active | HQ
MPW2092 | Ophthalmoscope/Otoscope | Ophthalmoscope/Otoscopes (ECRI) | Welch Allyn Inc (ECRI) | 76751 | 76751 | Welch Allyn Inc (ECRI) | Not Available | Active | HQ
MPW2093 | Sphygmomanometer | Sphygmomanometers (ECRI) | Welch Allyn Inc (ECRI) | Tycos | Tycos | Welch Allyn Inc (ECRI) | 160920211105 | Active | HQ
MPW2094 | Table, Examination/Treatment | Tables, Examination/Treatment, Adjustable (ECRI) | Midmark Corp (ECRI) | 623-007 | 623-007 | Midmark Corp (ECRI) | V0851826 | Active | HQ
MPW2095 | Hand/Remote Control | Hand/Remote Control (ECRI) | Midmark Corp (ECRI) | Not Available | Not Available | Midmark Corp (ECRI) | Not Available | Active | HQ
MPW2096 | Scale, Floor | Scales, Floor (ECRI) | Tanita Corp (ECRI) | BWB-800 | BWB-800 | Tanita Corp (ECRI) | Not Available | Active | HQ
MPW2097 | Scale, Floor | Scales, Floor (ECRI) | Tanita Corp (ECRI) | BWB-800 | BWB-800 | Tanita Corp (ECRI) | Not Available | Active | HQ
MPW2098 | Sphygmomanometer | Sphygmomanometers (ECRI) | McKesson Medical-Surg (ECRI) | Not Available | Not Available | McKesson Medical-Surg (ECRI) | Not Available | Active | HQ
MPW2099 | Ophthalmoscope/Otoscope | Ophthalmoscope/Otoscopes (ECRI) | Welch Allyn Inc (ECRI) | 76751 | 76751 | Welch Allyn Inc (ECRI) | Not Available | Active | HQ
MPW2100 | Thermometer, Electronic | Thermometers, Electronic (ECRI) | Welch Allyn Inc (ECRI) | 690 | SureTemp Plus | Welch Allyn Inc (ECRI) | 08237713 | Active | HQ
MPW2101 | Centrifuge, Tabletop | Centrifuges, Tabletop (ECRI) | Drucker Diagnostics (ECRI) | 642E Quest | Horizon 642E Quest | Drucker Diagnostics (ECRI) | 181213DU903 | Active | HQ
MPW2102 | Electrocardiograph Unit | Electrocardiographs, Multichannel (ECRI) | Welch Allyn Inc (ECRI) | ELI 380 | ELI 380 | Welch Allyn Inc (ECRI) | 124250000673 | Active | HQ
MPW2103 | Module, Electrocardiograph | Modules, Electrocardiographs (ECRI) | Welch Allyn Inc (ECRI) | AM12 | AM12 | Welch Allyn Inc (ECRI) | 124240000337 | Active | HQ
MPW2104 | Scale, Floor | Scales, Floor (ECRI) | Doran Scales Inc (ECRI) | DS7060 | HandRail Scale | Doran Scales Inc (ECRI) | DS23010054 | Active | HQ
MPW2105 | Table, Examination/Treatment | Tables, Examination/Treatment, Adjustable (ECRI) | Midmark Corp (ECRI) | 204-002 | 204-002 | Midmark Corp (ECRI) | V657875 | Active | HQ
MPW2106 | Sphygmomanometer | Sphygmomanometers (ECRI) | Welch Allyn Inc (ECRI) | CE0297 | CE0297 | Welch Allyn Inc (ECRI) | 21008081240 | Active | HQ
MPW2107 | Sphygmomanometer, Aneroid | Sphygmomanometers, Aneroid (ECRI) | Henry Schein Inc (ECRI) | CE0473 | CE0473 | Henry Schein Inc (ECRI) | 5006970 | Active | HQ
MPW2108 | Sphygmomanometer | Sphygmomanometers (ECRI) | Welch Allyn Inc (ECRI) | CE0297 | CE0297 | Welch Allyn Inc (ECRI) | 110110210713 | Active | HQ
MPW2109 | Scale, Floor | Scales, Floor (ECRI) | Doran Scales Inc (ECRI) | DS7060 | HandRail Scale | Doran Scales Inc (ECRI) | DS23010082 | Active | HQ
MPW2110 | Table, Examination/Treatment | Tables, Examination/Treatment (ECRI) | Midmark Corp (ECRI) | 204-001 | 204-001 | Midmark Corp (ECRI) | V1787247 | Active | HQ
MPW2111 | Sphygmomanometer | Sphygmomanometers (ECRI) | Welch Allyn Inc (ECRI) | CE0297 | CE0297 | Welch Allyn Inc (ECRI) | 101222070310 | Active | HQ
MPW2112 | Scale, Floor | Scales, Floor (ECRI) | Doran Scales Inc (ECRI) | DS7060 | HandRail Scale | Doran Scales Inc (ECRI) | DS23010057 | Active | HQ
MPW2113 | Mobile Heating Unit | Moist Heat Therapy Pack Conditioners (ECRI) | DJO Global Inc (ECRI) | 2502 | M-4 Hydrocollator | DJO Global Inc (ECRI) | T6442C | Active | HQ
MPW2114 | Recumbent Cross Trainer | Exercisers, Elliptical (ECRI) | NuStep LLC (ECRI) | T4r | NuStep T4r | NuStep LLC (ECRI) | T4r519482 | Active | HQ
MPW2115 | Exerciser, Treadmill | Exercisers, Treadmills (ECRI) | Landice Inc (ECRI) | L7 | L7 | Landice Inc (ECRI) | L7-32525 | Active | HQ
MPW2116 | Exercisers, Stair/Stepper | Exercisers, Stair/Stepper (ECRI) | Landice Inc (ECRI) | ElliptiMill | ElliptiMill | Landice Inc (ECRI) | E-0102491 | Active | HQ
MPW2117 | Exerciser, Bicycle, Upright | Exercisers, Bicycle, Upright (ECRI) | Biodex Medical Systems (ECRI) | SB1 | medBike SB1 | Biodex Medical Systems (ECRI) | 2040718090334 | Active | HQ
MPW2118 | Exerciser, Upper/Lower Cycler | Exercisers (ECRI) | SCIFIT (ECRI) | PRO2 | PRO2 | SCIFIT (ECRI) | 660-018647 | Active | HQ
MPW2119 | Recumbent Bicycle | Exercisers, Bicycle (ECRI) | SportsArt Fitness (ECRI) | C521U | C521U | SportsArt Fitness (ECRI) | Z0026127 | Active | HQ
MPW2120 | Exerciser, Stair/Stepper | Exercisers, Stair/Stepper (ECRI) | NuStep LLC (ECRI) | TRS 4000 | TRS 4000 | NuStep LLC (ECRI) | 457308 | Active | HQ
MPW2121 | Exerciser, Stair/Stepper | Exercisers, Stair/Stepper (ECRI) | CYBEX International Inc (ECRI) | Kinetron II | Kinetron II | CYBEX International Inc (ECRI) | K-4080782 | Active | HQ
MPW2122 | Sphygmomanometer | Sphygmomanometers, Electronic (ECRI) | A&D Medical (ECRI) | UA-767F | UA-767F | A&D Medical (ECRI) | Not Available | Active | HQ
MPW2123 | Defibrillator, External, Auto | Defibrillators, External, Auto (ECRI) | ZOLL Medical Corp (ECRI) | AED Plus | AED Plus | ZOLL Medical Corp (ECRI) | X10K477033 | Active | HQ
MPW2124 | Table, Examination/Treatment | Tables, Examination/Treatment (ECRI) | Hill Laboratories Co (ECRI) | HA90M | HA90M | Hill Laboratories Co (ECRI) | 241176 | Active | HQ
MPW2125 | Footswitches | Footswitches (ECRI) | SunTech Medical Inc (ECRI) | Not Available | Not Available | SunTech Medical Inc (ECRI) | Not Available | Active | HQ
MPW2126 | Ultrasound Therapy System | Ultrasound Therapy/Neuromuscular (ECRI) | Richmar (ECRI) | 7.7 | Theratouch 7.7 | Richmar (ECRI) | 1201982245A | Active | HQ
MPW2127 | Table, Examination/Treatment | Tables, Examination/Treatment (ECRI) | Midmark Corp (ECRI) | 204-011 | 204-011 | Midmark Corp (ECRI) | V2156313 | Active | HQ
MPW2128 | Sphygmomanometer | Sphygmomanometers (ECRI) | Welch Allyn Inc (ECRI) | CE0297 | CE0297 | Welch Allyn Inc (ECRI) | 190906172015 | Active | HQ
MPW2129 | GS Integrated Wall System | Ophthalmoscope/Otoscopes (ECRI) | Welch Allyn Inc (ECRI) | 901093 | Green Series 777 | Welch Allyn Inc (ECRI) | 19287 | Active | HQ
MPW2130 | Thermometer, Electronic | Thermometers, Electronic (ECRI) | Welch Allyn Inc (ECRI) | 690 | SureTemp Plus | Welch Allyn Inc (ECRI) | 19305556 | Active | HQ
MPW2131 | Light, Examination | Lights, Examination (ECRI) | Welch Allyn Inc (ECRI) | GS 300 | GS 300 | Welch Allyn Inc (ECRI) | Not Available | Active | HQ
MPW2132 | Scale, Floor | Scales, Floor (ECRI) | Seca NA (ECRI) | 769 | 769 | Seca NA (ECRI) | 10000000247354 | Active | HQ
MPW2133 | Sphygmomanometer | Sphygmomanometers (ECRI) | Welch Allyn Inc (ECRI) | CE0297 | CE0297 | Welch Allyn Inc (ECRI) | 190906162415 | Active | HQ
MPW2134 | GS Integrated Wall System | Ophthalmoscope/Otoscopes (ECRI) | Welch Allyn Inc (ECRI) | 901093 | Green Series 777 | Welch Allyn Inc (ECRI) | 19289 | Active | HQ
MPW2136 | Thermometer, Electronic | Thermometers, Electronic (ECRI) | Welch Allyn Inc (ECRI) | 690 | SureTemp Plus | Welch Allyn Inc (ECRI) | 19306184 | Active | HQ
MPW2137 | Table, Examination/Treatment | Tables, Examination/Treatment (ECRI) | Midmark Corp (ECRI) | 204-011 | 204-011 | Midmark Corp (ECRI) | V2156317 | Active | HQ
MPW2138 | Sphygmomanometer | Sphygmomanometers (ECRI) | Welch Allyn Inc (ECRI) | CE0297 | CE0297 | Welch Allyn Inc (ECRI) | 181026014015 | Active | HQ
MPW2139 | GS Integrated Wall System | Ophthalmoscope/Otoscopes (ECRI) | Welch Allyn Inc (ECRI) | 901093 | Green Series 777 | Welch Allyn Inc (ECRI) | 19116 | Active | HQ
MPW2140 | Table, Examination/Treatment | Tables, Examination/Treatment (ECRI) | Midmark Corp (ECRI) | 204-011 | 204-011 | Midmark Corp (ECRI) | V2152603 | Active | HQ
MPW2141 | Table, Examination/Treatment | Tables, Examination/Treatment (ECRI) | Midmark Corp (ECRI) | 204-001 | 204-001 | Midmark Corp (ECRI) | V720142 | Active | HQ
MPW2142 | Sphygmomanometer | Sphygmomanometers (ECRI) | Welch Allyn Inc (ECRI) | CE0297 | CE0297 | Welch Allyn Inc (ECRI) | 080925205007 | Active | HQ
MPW2143 | GS Integrated Wall System | Ophthalmoscope/Otoscope/Vital Signs Measuring Systems (ECRI) | Welch Allyn Inc (ECRI) | 767 Series | 767 Series | Welch Allyn Inc (ECRI) | Not Available | Active | HQ
MPW2144 | Table, Examination/Treatment | Tables, Examination/Treatment (ECRI) | Midmark Corp (ECRI) | 204-001 | 204-001 | Midmark Corp (ECRI) | V720163 | Active | HQ
MPW2145 | Sphygmomanometer | Sphygmomanometers (ECRI) | Welch Allyn Inc (ECRI) | CE0297 | CE0297 | Welch Allyn Inc (ECRI) | 170802214255 | Active | HQ
MPW2146 | GS Integrated Wall System | Ophthalmoscope/Otoscope/Vital Signs Measuring Systems (ECRI) | Welch Allyn Inc (ECRI) | 767 Series | 767 Series | Welch Allyn Inc (ECRI) | Not Available | Active | HQ
MPW2147 | Light, Examination | Lights, Examination (ECRI) | Graham Field Health (ECRI) | BK-62-141 | BK-62-141 | Graham Field Health (ECRI) | Not Available | Active | HQ
MPW2148 | Table, Examination/Treatment | Tables, Examination/Treatment (ECRI) | Midmark Corp (ECRI) | 204-001 | 204-001 | Midmark Corp (ECRI) | V720158 | Active | HQ
MPW2149 | Sphygmomanometer | Sphygmomanometers (ECRI) | Welch Allyn Inc (ECRI) | CE0297 | CE0297 | Welch Allyn Inc (ECRI) | 080925204054 | Active | HQ
MPW2150 | GS Integrated Wall System | Ophthalmoscope/Otoscope/Vital Signs Measuring Systems (ECRI) | Welch Allyn Inc (ECRI) | 767 Series | 767 Series | Welch Allyn Inc (ECRI) | Not Available | Active | HQ
MPW2151 | Thermometer, Electronic | Thermometers, Electronic (ECRI) | Welch Allyn Inc (ECRI) | 690 | SureTemp Plus | Welch Allyn Inc (ECRI) | 09040280 | Active | HQ
MPW2152 | Table, Examination/Treatment | Tables, Examination/Treatment (ECRI) | Midmark Corp (ECRI) | 204-001 | 204-001 | Midmark Corp (ECRI) | V720156 | Active | HQ
MPW2153 | Sphygmomanometer | Sphygmomanometers (ECRI) | Welch Allyn Inc (ECRI) | CE0297 | CE0297 | Welch Allyn Inc (ECRI) | 081016093418 | Active | HQ
MPW2154 | GS Integrated Wall System | Ophthalmoscope/Otoscope/Vital Signs Measuring Systems (ECRI) | Welch Allyn Inc (ECRI) | 767 Series | 767 Series | Welch Allyn Inc (ECRI) | Not Available | Active | HQ
MPW2155 | Light, Examination | Lights, Examination (ECRI) | Graham Field Health (ECRI) | Not Available | Not Available | Graham Field Health (ECRI) | Not Available | Active | HQ
MPW2156 | Chair, Examination, Podiatry | Chairs, Examination/Treatment, Podiatry (ECRI) | Midmark Corp (ECRI) | 646-001 | 646-001 | Midmark Corp (ECRI) | V2569878 | Active | HQ
MPW2157 | Sphygmomanometer | Sphygmomanometers (ECRI) | Welch Allyn Inc (ECRI) | CE0297 | CE0297 | Welch Allyn Inc (ECRI) | 081021075759 | Active | HQ
MPW2158 | GS Integrated Wall System | Ophthalmoscope/Otoscope/Vital Signs Measuring Systems (ECRI) | Welch Allyn Inc (ECRI) | 767 Series | 767 Series | Welch Allyn Inc (ECRI) | Not Available | Active | HQ
MPW2159 | Footswitches | Footswitches (ECRI) | Midmark Corp (ECRI) | Not Available | Not Available | Midmark Corp (ECRI) | Not Available | Active | HQ
MPW2160 | Table, Examination/Treatment | Tables, Examination/Treatment, Adjustable (ECRI) | Midmark Corp (ECRI) | 623-008 | 623-008 | Midmark Corp (ECRI) | V690956 | Active | HQ
MPW2161 | Scale, Floor | Scales, Floor (ECRI) | Seca NA (ECRI) | 769 | 769 | Seca NA (ECRI) | 10000000220551 | Active | HQ
MPW2162 | Sphygmomanometer | Sphygmomanometers (ECRI) | Welch Allyn Inc (ECRI) | CE0297 | CE0297 | Welch Allyn Inc (ECRI) | 081016085838 | Active | HQ
MPW2163 | GS Integrated Wall System | Ophthalmoscope/Otoscope/Vital Signs Measuring Systems (ECRI) | Welch Allyn Inc (ECRI) | 767 Series | 767 Series | Welch Allyn Inc (ECRI) | Not Available | Active | HQ
MPW2164 | Thermometer, Electronic | Thermometers, Electronic (ECRI) | Welch Allyn Inc (ECRI) | 690 | SureTemp Plus | Welch Allyn Inc (ECRI) | 24387488 | Active | HQ
MPW2165 | Footswitches | Footswitches (ECRI) | Midmark Corp (ECRI) | Not Available | Not Available | Midmark Corp (ECRI) | Not Available | Active | HQ
MPW2166 | Footswitches | Footswitches (ECRI) | Midmark Corp (ECRI) | Not Available | Not Available | Midmark Corp (ECRI) | Not Available | Active | HQ
MPW2170 | Scale, Floor | Scales, Floor (ECRI) | Pelstar (Health-O-Meter)(ECRI) | 1100KL | 1100KL | Pelstar (Health-O-Meter)(ECRI) | 1100E261106680 | Active | HQ
MPW2171 | Table, Examination/Treatment | Tables, Examination/Treatment (ECRI) | Midmark Corp (ECRI) | 100-037 | 100-037 | Midmark Corp (ECRI) | KE005795 | Active | HQ
MPW2172 | Table, Examination/Treatment | Tables, Examination/Treatment (ECRI) | Midmark Corp (ECRI) | 222-001-203-4 | 222-001-203-4 | Midmark Corp (ECRI) | V651333 | Active | HQ
MPW2173 | Table, Examination/Treatment | Tables, Examination/Treatment (ECRI) | Midmark Corp (ECRI) | 204-011 | 204-011 | Midmark Corp (ECRI) | V2138236 | Active | HQ
MPW2174 | Monitor, Vital Signs | Monitors, Vital Signs (ECRI) | Welch Allyn Inc (ECRI) | 75CT | Connex Spot Monitor | Welch Allyn Inc (ECRI) | 100038500523 | Active | HQ
MPW2175 | Thermometers, Electronic | Thermometers, Electronic, Infrared (ECRI) | Hetaida Technology (ECRI) | HTD8813C | HTD8813C | Hetaida Technology (ECRI) | 2003054J02261 | Active | HQ
MPW2176 | Defibrillator, External, Auto | Defibrillators, External, Auto (ECRI) | ZOLL Medical Corp (ECRI) | AED Plus | AED Plus | ZOLL Medical Corp (ECRI) | X23J709929 | Active | HQ
MPW2177 | Thermometer, Electronic | Thermometers, Electronic (ECRI) | Welch Allyn Inc (ECRI) | 105801 | CareTemp | Welch Allyn Inc (ECRI) | 20713914314 | Active | HQ
MPW2178 | Nebulizer | Nebulizers (ECRI) | Philips Respironics Inc (ECRI) | 1095060 | 1095060 | Philips Respironics Inc (ECRI) | 1012953462 | Active | HQ
MPW2179 | Defibrillator, External, Auto | Defibrillators, External, Auto (ECRI) | ZOLL Medical Corp (ECRI) | AED Plus | AED Plus | ZOLL Medical Corp (ECRI) | X23G652456 | Active | HQ
MPW2180 | OXYGEN CONCENTRATOR | Concentrator, O2 | AIRSEP CORP | VISION AIRE5 | VISION AIRE5 | AIRSEP CORP | BUB0115280563 | Active | HQ
MPW2181 | Audiometer | Audiometers (ECRI) | AMBCO Electronics (ECRI) | 650A | 650A | AMBCO Electronics (ECRI) | B19541 | Active | HQ
MPW2182 | Defibrillator, External, Auto | Defibrillators, External, Auto (ECRI) | ZOLL Medical Corp (ECRI) | AED Plus | AED Plus | ZOLL Medical Corp (ECRI) | X23J709864 | Active | HQ
MPW2183 | Scale, Floor | Scales, Floor (ECRI) | Pelstar (Health-O-Meter)(ECRI) | 500KL | 500KL | Pelstar (Health-O-Meter)(ECRI) | 5002123-242390 | Active | HQ
MPW2184 | Chair, Examination/Treatment | Chairs, Examination/Treatment (ECRI) | Midmark Corp (ECRI) | 626-001 | 626-001 | Midmark Corp (ECRI) | V2622848 | Active | HQ
MPW2185 | Footswitches | Footswitches (ECRI) | Midmark Corp (ECRI) | Not Available | Not Available | Midmark Corp (ECRI) | Not Available | Active | HQ
MPW2186 | Footswitch | Footswitches (ECRI) | Midmark Corp (ECRI) | 029-10000-XX | 029-10000-XX | Midmark Corp (ECRI) | Not Available | Active | HQ
MPW2187 | Sphygmomanometer | Sphygmomanometers (ECRI) | Welch Allyn Inc (ECRI) | CE0297 | CE0297 | Welch Allyn Inc (ECRI) | 230316064430 | Active | HQ
MPW2188 | GS Integrated Wall System | Ophthalmoscope/Otoscope/Vital Signs Measuring Systems (ECRI) | Welch Allyn Inc (ECRI) | 767 Series | 767 Series | Welch Allyn Inc (ECRI) | Not Available | Active | HQ
MPW2189 | GS Integrated Wall System | Ophthalmoscope/Otoscopes (ECRI) | Welch Allyn Inc (ECRI) | 901093 | Green Series 777 | Welch Allyn Inc (ECRI) | Not Available | Active | HQ
MPW2190 | Thermometer, Electronic | Thermometers, Electronic (ECRI) | Welch Allyn Inc (ECRI) | 690 | SureTemp Plus | Welch Allyn Inc (ECRI) | Not Available | Active | HQ
MPW2191 | Infrared Thermometer | Thermometers, Electronic, Infrared (ECRI) | MedSource Labs (ECRI) | JXB-178 | JXB-178 | MedSource Labs (ECRI) | M68200551195 | Active | HQ
MPW2192 | Scale, Floor | Scales, Floor (ECRI) | Pelstar (Health-O-Meter)(ECRI) | 500KL | 500KL | Pelstar (Health-O-Meter)(ECRI) | 5002123-242272 | Active | HQ
MPW2193 | Chair, Examination/Treatment | Chairs, Examination/Treatment (ECRI) | Midmark Corp (ECRI) | 626-001 | 626-001 | Midmark Corp (ECRI) | V2631519 | Active | HQ
MPW2194 | Footswitches | Footswitches (ECRI) | Midmark Corp (ECRI) | Not Available | Not Available | Midmark Corp (ECRI) | Not Available | Active | HQ
MPW2196 | Sphygmomanometer | Sphygmomanometers (ECRI) | Welch Allyn Inc (ECRI) | CE0297 | CE0297 | Welch Allyn Inc (ECRI) | 230316071150 | Active | HQ
MPW2197 | GS Integrated Wall System | Ophthalmoscope/Otoscopes (ECRI) | Welch Allyn Inc (ECRI) | 901093 | Green Series 777 | Welch Allyn Inc (ECRI) | Not Available | Active | HQ
MPW2198 | Thermometer, Electronic | Thermometers, Electronic (ECRI) | Welch Allyn Inc (ECRI) | 690 | SureTemp Plus | Welch Allyn Inc (ECRI) | Not Available | Active | HQ
MPW2200 | Infrared Thermometer | Thermometers, Electronic, Infrared (ECRI) | MedSource Labs (ECRI) | JXB-178 | JXB-178 | MedSource Labs (ECRI) | M68200520964 | Active | HQ
MPW2201 | Ophthalmoscope/Otoscope | Ophthalmoscope/Otoscopes (ECRI) | Welch Allyn Inc (ECRI) | 901093 | Green Series 777 | Welch Allyn Inc (ECRI) | 19289 | Active | HQ
MPW2202 | Sphygmomanometer | Sphygmomanometers (ECRI) | Welch Allyn Inc (ECRI) | CE0297 | CE0297 | Welch Allyn Inc (ECRI) | 190962063805 | Active | HQ
MPW2203 | Table, Examination/Treatment | Tables, Examination/Treatment, Adjustable (ECRI) | Midmark Corp (ECRI) | 623-008 | 623-008 | Midmark Corp (ECRI) | V1265435 | Active | HQ
MPW2204 | Footswitches | Footswitches (ECRI) | Midmark Corp (ECRI) | Not Available | Not Available | Midmark Corp (ECRI) | Not Available | Active | HQ
MPW2205 | Footswitches | Footswitches (ECRI) | Midmark Corp (ECRI) | Not Available | Not Available | Midmark Corp (ECRI) | Not Available | Active | HQ
MPW2206 | Table, Examination/Treatment | Tables, Examination/Treatment (ECRI) | Midmark Corp (ECRI) | 204-011 | 204-011 | Midmark Corp (ECRI) | V2156324 | Active | HQ
MPW2207 | Ophthalmoscope/Otoscope | Ophthalmoscope/Otoscopes (ECRI) | Welch Allyn Inc (ECRI) | 901093 | Green Series 777 | Welch Allyn Inc (ECRI) | 19275 | Active | HQ
MPW2208 | Sphygmomanometer | Sphygmomanometers (ECRI) | Welch Allyn Inc (ECRI) | CE0297 | CE0297 | Welch Allyn Inc (ECRI) | 190815153275 | Active | HQ
MPW2209 | Thermometer, Electronic | Thermometers, Electronic (ECRI) | Welch Allyn Inc (ECRI) | 690 | SureTemp Plus | Welch Allyn Inc (ECRI) | 20433703 | Active | HQ
MPW2210 | Ophthalmoscope/Otoscope | Ophthalmoscope/Otoscopes (ECRI) | Welch Allyn Inc (ECRI) | 901093 | Green Series 777 | Welch Allyn Inc (ECRI) | 19115 | Active | HQ
MPW2211 | Sphygmomanometer | Sphygmomanometers (ECRI) | Welch Allyn Inc (ECRI) | CE0297 | CE0297 | Welch Allyn Inc (ECRI) | 181026032905 | Active | HQ
MPW2212 | Scale, Floor | Scales, Floor (ECRI) | Pelstar (Health-O-Meter)(ECRI) | 500KL | 500KL | Pelstar (Health-O-Meter)(ECRI) | 50001111610 | Active | HQ
MPW2213 | Table, Examination/Treatment | Tables, Examination/Treatment (ECRI) | Midmark Corp (ECRI) | 204-011 | 204-011 | Midmark Corp (ECRI) | V2152490 | Active | HQ
MPW2214 | Light, Examination | Lights, Examination (ECRI) | Welch Allyn Inc (ECRI) | GS 300 | GS 300 | Welch Allyn Inc (ECRI) | Not Available | Active | HQ
MPW2215 | Table, Examination/Treatment | Tables, Examination/Treatment (ECRI) | Midmark Corp (ECRI) | 204-011 | 204-011 | Midmark Corp (ECRI) | V2162600 | Active | HQ
MPW2216 | Sphygmomanometer | Sphygmomanometers (ECRI) | Welch Allyn Inc (ECRI) | CE0297 | CE0297 | Welch Allyn Inc (ECRI) | 181026023005 | Active | HQ
MPW2217 | Ophthalmoscope/Otoscope | Ophthalmoscope/Otoscopes (ECRI) | Welch Allyn Inc (ECRI) | 901093 | Green Series 777 | Welch Allyn Inc (ECRI) | 18508829 | Active | HQ
MPW2218 | Table, Examination/Treatment | Tables, Examination/Treatment (ECRI) | Midmark Corp (ECRI) | 204-001 | 204-001 | Midmark Corp (ECRI) | V720224 | Active | HQ
MPW2219 | Sphygmomanometer | Sphygmomanometers (ECRI) | Welch Allyn Inc (ECRI) | CE0297 | CE0297 | Welch Allyn Inc (ECRI) | 081021075328 | Active | HQ
MPW2220 | GS Integrated Wall System | Ophthalmoscope/Otoscope/Vital Signs Measuring Systems (ECRI) | Welch Allyn Inc (ECRI) | 767 Series | 767 Series | Welch Allyn Inc (ECRI) | Not Available | Active | HQ
MPW2221 | Thermometer, Electronic | Thermometers, Electronic (ECRI) | Welch Allyn Inc (ECRI) | 690 | SureTemp Plus | Welch Allyn Inc (ECRI) | 16352819 | Active | HQ
MPW2222 | Light, Examination | Lights, Examination (ECRI) | Graham Field Health (ECRI) | BJ-73-141 | BJ-73-141 | Graham Field Health (ECRI) | Not Available | Active | HQ
MPW2223 | Light, Examination | Lights, Examination (ECRI) | Graham Field Health (ECRI) | BJ-73-141 | BJ-73-141 | Graham Field Health (ECRI) | Not Available | Active | HQ
MPW2224 | Module, Electrocardiograph | Modules, Electrocardiographs (ECRI) | Welch Allyn Inc (ECRI) | AM12 | AM12 | Welch Allyn Inc (ECRI) | 122370000511 | Active | HQ
MPW2225 | Electrocardiograph, Portable | Electrocardiographs, Multichannel (ECRI) | Midmark Corp (ECRI) | IQecg | IQecg | Midmark Corp (ECRI) | 442812 | Active | HQ
MPW2226 | Scale | Scales (ECRI) | Cardinal Health (ECRI) | 758C | 758C | Cardinal Health (ECRI) | E14008-0077 | Active | HQ
MPW2227 | Centrifuge, Tabletop | Centrifuges, Tabletop (ECRI) | Drucker Diagnostics (ECRI) | 642E Cardinal | 642E Cardinal | Drucker Diagnostics (ECRI) | 180613DH757 | Active | HQ
MPW2228 | Centrifuge, Tabletop | Centrifuges, Tabletop (ECRI) | Drucker Diagnostics (ECRI) | 642E Quest | Horizon 642E Quest | Drucker Diagnostics (ECRI) | 160813BN184 | Active | HQ
MPW2229 | Sphygmomanometer | Sphygmomanometers (ECRI) | Welch Allyn Inc (ECRI) | CE0297 | CE0297 | Welch Allyn Inc (ECRI) | 081021074526 | Active | HQ
MPW2230 | GS Integrated Wall System | Ophthalmoscope/Otoscope/Vital Signs Measuring Systems (ECRI) | Welch Allyn Inc (ECRI) | 767 Series | 767 Series | Welch Allyn Inc (ECRI) | N/A | Active | HQ
MPW2231 | Thermometer, Electronic | Thermometers, Electronic (ECRI) | Welch Allyn Inc (ECRI) | 690 | SureTemp Plus | Welch Allyn Inc (ECRI) | 09030853 | Active | HQ
MPW2233 | Module, Electrocardiograph | Modules, Electrocardiographs (ECRI) | Welch Allyn Inc (ECRI) | AM12 | AM12 | Welch Allyn Inc (ECRI) | 120150001053 | Active | HQ
MPW2234 | Defibrillator, External, Auto | Defibrillators, External, Auto (ECRI) | ZOLL Medical Corp (ECRI) | AED Plus | AED Plus | ZOLL Medical Corp (ECRI) | X09L433584 | Active | HQ
MPW2235 | Analyzer, POC, Whole Blood | Analyzers, Point-of-Care, Whole Blood (ECRI) | Abbott Laboratories Inc (ECRI) | Afinion 2 | Afinion 2 | Abbott Laboratories Inc (ECRI) | AF20041257 | Active | HQ
MPW2236 | Analyzer, Laboratory, Urine | Analyzers, Laboratory, Urine, Semiautomated (ECRI) | Siemens Healthcare (ECRI) | CLINITEK Status+ | CLINITEK Status+ | Siemens Healthcare (ECRI) | 13B1X10041000022 | Active | HQ
MPW2237 | GS Integrated Wall System | Ophthalmoscope/Otoscope/Vital Signs Measuring Systems (ECRI) | Welch Allyn Inc (ECRI) | 767 Series | 767 Series | Welch Allyn Inc (ECRI) | Not Available | Active | HQ
MPW2238 | Sphygmomanometer | Sphygmomanometers (ECRI) | Welch Allyn Inc (ECRI) | CE0297 | CE0297 | Welch Allyn Inc (ECRI) | 080416150022 | Active | HQ
MPW2239 | Table, Examination/Treatment | Tables, Examination/Treatment, Adjustable (ECRI) | Midmark Corp (ECRI) | 623-007 | 623-007 | Midmark Corp (ECRI) | V813975 | Active | HQ
MPW2240 | Thermometer, Electronic | Thermometers, Electronic (ECRI) | Welch Allyn Inc (ECRI) | 690 | SureTemp Plus | Welch Allyn Inc (ECRI) | 09030638 | Active | HQ
MPW2241 | Hand/Remote Control | Hand/Remote Control (ECRI) | Midmark Corp (ECRI) | Not Available | Not Available | Midmark Corp (ECRI) | Not Available | Active | HQ
MPW2242 | Footswitches | Footswitches (ECRI) | Midmark Corp (ECRI) | Not Available | Not Available | Midmark Corp (ECRI) | Not Available | Active | HQ
MPW2243 | Table, Examination/Treatment | Tables, Examination/Treatment, Adjustable (ECRI) | Midmark Corp (ECRI) | 204-002 | 204-002 | Midmark Corp (ECRI) | V663465 | Active | HQ
MPW2244 | Sphygmomanometer | Sphygmomanometers (ECRI) | Welch Allyn Inc (ECRI) | CE0297 | Tycos | Welch Allyn Inc (ECRI) | 081016090207 | Active | HQ
MPW2245 | GS Integrated Wall System | Ophthalmoscope/Otoscope/Vital Signs Measuring Systems (ECRI) | Welch Allyn Inc (ECRI) | 767 Series | 767 Series | Welch Allyn Inc (ECRI) | Not Available | Active | HQ
MPW2246 | Thermometer, Electronic | Thermometers, Electronic (ECRI) | Welch Allyn Inc (ECRI) | 690 | SureTemp Plus | Welch Allyn Inc (ECRI) | 08030855 | Active | HQ
MPW2247 | Table, Examination/Treatment | Tables, Examination/Treatment (ECRI) | Midmark Corp (ECRI) | 204-001 | 204-001 | Midmark Corp (ECRI) | V747147 | Active | HQ
MPW2248 | Sphygmomanometer | Sphygmomanometers (ECRI) | Welch Allyn Inc (ECRI) | CE0297 | Tycos | Welch Allyn Inc (ECRI) | 080415163859 | Active | HQ
MPW2249 | GS Integrated Wall System | Ophthalmoscope/Otoscope/Vital Signs Measuring Systems (ECRI) | Welch Allyn Inc (ECRI) | 767 Series | 767 Series | Welch Allyn Inc (ECRI) | Not Available | Active | HQ
MPW2251 | Sphygmomanometer | Sphygmomanometers (ECRI) | Welch Allyn Inc (ECRI) | CE0297 | CE0297 | Welch Allyn Inc (ECRI) | 080925204327 | Active | HQ
MPW2252 | GS Integrated Wall System | Ophthalmoscope/Otoscope/Vital Signs Measuring Systems (ECRI) | Welch Allyn Inc (ECRI) | 767 Series | 767 Series | Welch Allyn Inc (ECRI) | Not Available | Active | HQ
MPW2253 | Thermometer, Electronic | Thermometers, Electronic (ECRI) | Welch Allyn Inc (ECRI) | 690 | SureTemp Plus | Welch Allyn Inc (ECRI) | 24387492 | Active | HQ
MPW2254 | Table, Examination/Treatment | Tables, Examination/Treatment (ECRI) | Midmark Corp (ECRI) | 204-001 | 204-001 | Midmark Corp (ECRI) | V720228 | Active | HQ
MPW2267 | Table, Examination/Treatment | Tables, Examination/Treatment, Adjustable (ECRI) | Midmark Corp (ECRI) | 204-002 | 204-002 | Midmark Corp (ECRI) | V662965 | Active | HQ
MPW2269 | Table, Examination/Treatment | Tables, Examination/Treatment (ECRI) | Midmark Corp (ECRI) | 204-001 | 204-001 | Midmark Corp (ECRI) | V718925 | Active | HQ
MPW2272 | Defibrillator, External, Auto | Defibrillators, External, Auto (ECRI) | ZOLL Medical Corp (ECRI) | AED Plus | AED Plus | ZOLL Medical Corp (ECRI) | X23B586850 | Active | HQ
MPW2273 | Sphygmomanometer | Sphygmomanometers (ECRI) | Welch Allyn Inc (ECRI) | CE0297 | Tycos | Welch Allyn Inc (ECRI) | 230316091140 | Active | HQ
MPW2274 | Ophthalmoscope/Otoscope | Ophthalmoscope/Otoscopes (ECRI) | Welch Allyn Inc (ECRI) | 901093 | Green Series 777 | Welch Allyn Inc (ECRI) | Not Available | Active | HQ
MPW2275 | Otoscope | Otoscopes (ECRI) | Hillrom Co Inc (ECRI) | Not Available | Not Available | Hillrom Co Inc (ECRI) | Not Available | Active | HQ
MPW2276 | Thermometer, Electronic | Thermometers, Electronic (ECRI) | Welch Allyn Inc (ECRI) | 690 | SureTemp Plus | Welch Allyn Inc (ECRI) | Not Available | Active | HQ
MPW2277 | Chair, Examination/Treatment | Chairs, Examination/Treatment (ECRI) | Midmark Corp (ECRI) | 626-001 | 626-001 | Midmark Corp (ECRI) | V2630164 | Active | HQ
MPW2278 | Hand/Remote Control | Hand/Remote Control (ECRI) | Midmark Corp (ECRI) | Not Available | Not Available | Midmark Corp (ECRI) | Not Available | Active | HQ
MPW2279 | Footswitches | Footswitches (ECRI) | Midmark Corp (ECRI) | Not Available | Not Available | Midmark Corp (ECRI) | Not Available | Active | HQ
MPW2280 | Scale, Floor | Scales, Floor (ECRI) | Pelstar (Health-O-Meter)(ECRI) | 500KL | 500KL | Pelstar (Health-O-Meter)(ECRI) | 5002123-242274 | Active | HQ
MPW2281 | Scale, Floor | Scales, Floor (ECRI) | Pelstar (Health-O-Meter)(ECRI) | 500KL | 500KL | Pelstar (Health-O-Meter)(ECRI) | 5002123-242388 | Active | HQ
MPW2282 | Sphygmomanometer | Sphygmomanometers (ECRI) | Hillrom Co Inc (ECRI) | CE0297 | CE0297 | Hillrom Co Inc (ECRI) | 220511071150 | Active | HQ
MPW2283 | Otoscope | Otoscopes (ECRI) | Hillrom Co Inc (ECRI) | Not Available | Not Available | Hillrom Co Inc (ECRI) | Not Available | Active | HQ
MPW2284 | Thermometer, Electronic | Thermometers, Electronic (ECRI) | Welch Allyn Inc (ECRI) | 690 | SureTemp Plus | Welch Allyn Inc (ECRI) | Not Available | Active | HQ
MPW2285 | Ophthalmoscope/Otoscope | Ophthalmoscope/Otoscopes (ECRI) | Welch Allyn Inc (ECRI) | 901093 | Green Series 777 | Welch Allyn Inc (ECRI) | Not Available | Active | HQ
MPW2286 | Table, Examination/Treatment | Tables, Examination/Treatment (ECRI) | Midmark Corp (ECRI) | 244-001 | 244-001 | Midmark Corp (ECRI) | 232001343 | Active | HQ
MPW2287 | Hand/Remote Control | Hand/Remote Control (ECRI) | Not Available | Not Available | Not Available | Not Available | Not Available | Active | HQ
MPW2288 | Light, Examination | Lights, Examination (ECRI) | Midmark Corp (ECRI) | 253-016 | 253-016 | Midmark Corp (ECRI) | V2634059 | Active | HQ
MPW2289 | Centrifuge, Tabletop | Centrifuges, Tabletop (ECRI) | Drucker Diagnostics (ECRI) | 642E Quest | Horizon 642E Quest | Drucker Diagnostics (ECRI) | 171213CT103 | Active | HQ
MPW2290 | Analyzer, POC, Whole Blood | Analyzers, Point-of-Care, Whole Blood (ECRI) | Abbott Laboratories Inc (ECRI) | Afinion 2 | Afinion 2 | Abbott Laboratories Inc (ECRI) | AF20033502 | Active | HQ
MPW2291 | Chair, Examination/Treatment | Chairs, Examination/Treatment (ECRI) | Midmark Corp (ECRI) | 626-001 | 626-001 | Midmark Corp (ECRI) | V2630066 | Active | HQ
MPW2292 | Hand/Remote Control | Hand/Remote Control (ECRI) | Midmark Corp (ECRI) | Not Available | Not Available | Midmark Corp (ECRI) | Not Available | Active | HQ
MPW2293 | Footswitches | Footswitches (ECRI) | Midmark Corp (ECRI) | Not Available | Not Available | Midmark Corp (ECRI) | Not Available | Active | HQ
MPW2294 | Ophthalmoscope/Otoscope | Ophthalmoscope/Otoscope/Vital Signs Measuring Systems (ECRI) | Henry Schein Inc (ECRI) | 77791-MX-HS | Green Series 777 | Henry Schein Inc (ECRI) | Not Available | Active | HQ
MPW2295 | Sphygmomanometer | Sphygmomanometers (ECRI) | Hillrom Co Inc (ECRI) | CE0297 | CE0297 | Hillrom Co Inc (ECRI) | 230303102550 | Active | HQ
MPW2296 | Otoscope | Otoscopes (ECRI) | Hillrom Co Inc (ECRI) | Not Available | Not Available | Hillrom Co Inc (ECRI) | Not Available | Active | HQ
MPW2297 | Thermometer, Electronic | Thermometers, Electronic (ECRI) | Welch Allyn Inc (ECRI) | 690 | SureTemp Plus | Welch Allyn Inc (ECRI) | Not Available | Active | HQ
MPW2298 | Scale, Floor | Scales, Floor (ECRI) | Pelstar (Health-O-Meter)(ECRI) | 500KL | 500KL | Pelstar (Health-O-Meter)(ECRI) | 5002123-242263 | Active | HQ
MPW2299 | GS Integrated Wall System | Ophthalmoscope/Otoscope/Vital Signs Measuring Systems (ECRI) | Henry Schein Inc (ECRI) | SM2WAS-HS | Green Series 777 | Henry Schein Inc (ECRI) | Not Available | Active | HQ
MPW2300 | Sphygmomanometer | Sphygmomanometers (ECRI) | Hillrom Co Inc (ECRI) | CE0297 | CE0297 | Hillrom Co Inc (ECRI) | Not Available | Active | HQ
MPW2301 | Scale, Floor | Scales, Floor (ECRI) | Pelstar (Health-O-Meter)(ECRI) | 500KL | 500KL | Pelstar (Health-O-Meter)(ECRI) | 5000037974 | Active | HQ
MPW2302 | Monitor, Vital Signs | Monitors, Vital Signs (ECRI) | Welch Allyn Inc (ECRI) | 42MTB | Spot Vital Signs | Welch Allyn Inc (ECRI) | 201624431 | Active | HQ
MPW2304 | Thermometers, Electronic | Thermometers, Electronic, Infrared (ECRI) | Hetaida Technology (ECRI) | HTD8813C | HTD8813C | Hetaida Technology (ECRI) | Not Available | Active | HQ
MPW2306 | Analyzer, POC, Whole Blood | Analyzers, Point-of-Care, Whole Blood (ECRI) | Abbott Laboratories Inc (ECRI) | Afinion 2 | Afinion 2 | Abbott Laboratories Inc (ECRI) | AF20002756 | Active | HQ
MPW2308 | Scale, Floor | Scales, Floor (ECRI) | Tanita Corp (ECRI) | BWB-800 | BWB-800 | Tanita Corp (ECRI) | Not Available | Active | HQ
MPW2309 | Sphygmomanometer | Sphygmomanometers (ECRI) | Welch Allyn Inc (ECRI) | Tycos | Tycos | Welch Allyn Inc (ECRI) | 091013195055 | Active | HQ
MPW2310 | Ophthalmoscope/Otoscope | Ophthalmoscope/Otoscopes (ECRI) | Welch Allyn Inc (ECRI) | 76751 | 76751 | Welch Allyn Inc (ECRI) | Not Availble | Active | HQ
MPW2311 | Table, Examination/Treatment | Tables, Examination/Treatment (ECRI) | Midmark Corp (ECRI) | 204-001 | 204-001 | Midmark Corp (ECRI) | V805810 | Active | HQ
MPW2312 | Scale, Floor | Scales, Floor (ECRI) | Tanita Corp (ECRI) | BWB-800 | BWB-800 | Tanita Corp (ECRI) | Not Available | Active | HQ
MPW2313 | Table, Examination/Treatment | Tables, Examination/Treatment, Adjustable (ECRI) | Midmark Corp (ECRI) | 623-008 | 623-008 | Midmark Corp (ECRI) | V742659 | Active | HQ
MPW2314 | Sphygmomanometer | Sphygmomanometers (ECRI) | Welch Allyn Inc (ECRI) | Tycos | Tycos | Welch Allyn Inc (ECRI) | 1005122083744 | Active | HQ
MPW2315 | Ophthalmoscope/Otoscope | Ophthalmoscope/Otoscopes (ECRI) | Welch Allyn Inc (ECRI) | 76751 | 76751 | Welch Allyn Inc (ECRI) | Not Available | Active | HQ
MPW2316 | Thermometer, Electronic | Thermometers, Electronic (ECRI) | Welch Allyn Inc (ECRI) | 692 | SureTemp Plus | Welch Allyn Inc (ECRI) | 13260068 | Active | HQ
MPW2317 | Table, Examination/Treatment | Tables, Examination/Treatment (ECRI) | Midmark Corp (ECRI) | 204-001 | 204-001 | Midmark Corp (ECRI) | V805794 | Active | HQ
MPW2318 | Scale, Floor | Scales, Floor (ECRI) | Tanita Corp (ECRI) | BWB-800 | BWB-800 | Tanita Corp (ECRI) | Not Available | Active | HQ
MPW2319 | Sphygmomanometer | Sphygmomanometers (ECRI) | Welch Allyn Inc (ECRI) | Tycos | Tycos | Welch Allyn Inc (ECRI) | 080416150755 | Active | HQ
MPW2320 | Ophthalmoscope/Otoscope | Ophthalmoscope/Otoscopes (ECRI) | Welch Allyn Inc (ECRI) | Not Available | Not Available | Welch Allyn Inc (ECRI) | Not Available | Active | HQ
MPW2321 | Ophthalmoscope/Otoscope | Ophthalmoscope/Otoscopes (ECRI) | Welch Allyn Inc (ECRI) | 76751 | 76751 | Welch Allyn Inc (ECRI) | Not Available | Active | HQ
MPW2322 | Electrocardiograph, Portable | Electrocardiographs, Multichannel (ECRI) | Midmark Corp (ECRI) | IQecg | IQecg | Midmark Corp (ECRI) | 445373 | Active | HQ
MPW2323 | Centrifuge, Tabletop | Centrifuges, Tabletop (ECRI) | Drucker Diagnostics (ECRI) | 642E Drucker | 642E Drucker | Drucker Diagnostics (ECRI) | 150413AE739 | Active | HQ
MPW2324 | Defibrillator, External, Auto | Defibrillators, External, Auto (ECRI) | ZOLL Medical Corp (ECRI) | AED Plus | AED Plus | ZOLL Medical Corp (ECRI) | (01)00847946002152(2 | Active | HQ
MPW2325 | Analyzer, POC, Whole Blood | Analyzers, Point-of-Care, Whole Blood (ECRI) | Abbott Laboratories Inc (ECRI) | Afinion 2 | Afinion 2 | Abbott Laboratories Inc (ECRI) | Not Available | Active | HQ
MPW2326 | Electrosurgical Unit | Electrosurgical Units (ECRI) | Not Available | Not Available | Not Available | Not Available | R119KT009 | Active | HQ
MPW2327 | Chair, Examination/Treatment | Chairs, Examination/Treatment (ECRI) | Midmark Corp (ECRI) | 75 Evolution | 75 Evolution | Midmark Corp (ECRI) | EY003325 | Active | HQ
MPW2328 | Chair, Examination/Treatment | Chairs, Examination/Treatment (ECRI) | Midmark Corp (ECRI) | 630 | 630 | Midmark Corp (ECRI) | V421734 | Active | HQ
MPW2329 | Hand/Remote Control | Hand/Remote Control (ECRI) | Midmark Corp (ECRI) | Not Available | Not Available | Midmark Corp (ECRI) | Not Available | Active | HQ
MPW2330 | Footswitch | Footswitches (ECRI) | Not Available | Not Available | Not Available | Not Available | Not Available | Active | HQ
MPW2331 | Chair, Examination, Podiatry | Chairs, Examination/Treatment, Podiatry (ECRI) | Midmark Corp (ECRI) | 646-001 | 646-001 | Midmark Corp (ECRI) | V2569936 | Active | HQ
MPW2332 | Footswitches | Footswitches (ECRI) | Midmark Corp (ECRI) | Not Available | Not Available | Midmark Corp (ECRI) | Not Available | Active | HQ
MPW2334 | Table, Examination/Treatment | Tables, Examination/Treatment (ECRI) | Midmark Corp (ECRI) | 100-035 | 100-035 | Midmark Corp (ECRI) | KC014918 | Active | HQ
MPW2335 | Sterilizing Unit, Dry Heat | Sterilizing Units, Dry Heat (ECRI) | CPAC Equipment Inc (ECRI) | Steri-Dent 300 | Steri-Dent 300 | CPAC Equipment Inc (ECRI) | SD31319 | Active | HQ
MPW2336 | Scale, Floor | Scales, Floor (ECRI) | Seca NA (ECRI) | 7691321998 | 7691321998 | Seca NA (ECRI) | 10000001030189 | Active | HQ
MPW2337 | Table, Examination/Treatment | Tables, Examination/Treatment (ECRI) | Midmark Corp (ECRI) | 204-011 | 204-011 | Midmark Corp (ECRI) | V2479303 | Active | HQ
MPW2338 | Light, Examination | Lights, Examination (ECRI) | Not Available | Not Available | Not Available | Not Available | Not Available | Active | HQ
MPW2339 | Sphygmomanometer | Sphygmomanometers (ECRI) | Hillrom Co Inc (ECRI) | Not Available | Not Available | Hillrom Co Inc (ECRI) | 230208124420 | Active | HQ
MPW2340 | Ophthalmoscope/Otoscope | Ophthalmoscope/Otoscopes (ECRI) | Hillrom Co Inc (ECRI) | Not Available | Not Available | Hillrom Co Inc (ECRI) | Hillrom Co Inc (ECRI) | Active | HQ
MPW2341 | Thermometer, Electronic | Thermometers, Electronic (ECRI) | Welch Allyn Inc (ECRI) | 690 | SureTemp Plus | Welch Allyn Inc (ECRI) | 23081033 | Active | HQ
MPW2342 | Table, Examination/Treatment | Tables, Examination/Treatment (ECRI) | Midmark Corp (ECRI) | 204-011 | 204-011 | Midmark Corp (ECRI) | V2512091 | Active | HQ
MPW2343 | Sphygmomanometer | Sphygmomanometers (ECRI) | Hillrom Co Inc (ECRI) | Not Available | Not Available | Hillrom Co Inc (ECRI) | 230208125450 | Active | HQ
MPW2344 | Ophthalmoscope/Otoscope | Ophthalmoscope/Otoscopes (ECRI) | Hillrom Co Inc (ECRI) | Not Available | Not Available | Hillrom Co Inc (ECRI) | Not Available | Active | HQ
MPW2345 | GS Integrated Wall System | Ophthalmoscope/Otoscopes (ECRI) | Welch Allyn Inc (ECRI) | 408282 | Green Series 777 | Welch Allyn Inc (ECRI) | Not Available | Active | HQ
MPW2346 | Thermometer, Electronic | Thermometers, Electronic (ECRI) | Welch Allyn Inc (ECRI) | 690 | SureTemp Plus | Welch Allyn Inc (ECRI) | 23080999 | Active | HQ
MPW2347 | GS Integrated Wall System | Ophthalmoscope/Otoscopes (ECRI) | Welch Allyn Inc (ECRI) | 408282 | Green Series 777 | Welch Allyn Inc (ECRI) | Not Available | Active | HQ
MPW2348 | Chair, Examination, Podiatry | Chairs, Examination/Treatment, Podiatry (ECRI) | Midmark Corp (ECRI) | 646-001 | 646-001 | Midmark Corp (ECRI) | V2569918 | Active | HQ
MPW2349 | Footswitches | Footswitches (ECRI) | Midmark Corp (ECRI) | Not Available | Not Available | Midmark Corp (ECRI) | Not Available | Active | HQ
MPW2350 | Sphygmomanometer | Sphygmomanometers (ECRI) | Welch Allyn Inc (ECRI) | Tycos | Tycos | Welch Allyn Inc (ECRI) | 081021074758 | Active | HQ
MPW2351 | GS Integrated Wall System | Ophthalmoscope/Otoscope/Vital Signs Measuring Systems (ECRI) | Welch Allyn Inc (ECRI) | 767 Series | 767 Series | Welch Allyn Inc (ECRI) | Not Available | Active | HQ
MPW2352 | Monitor, Vital Signs | Monitors, Vital Signs (ECRI) | Welch Allyn Inc (ECRI) | 75MT | Connex Spot Monitor | Welch Allyn Inc (ECRI) | 100001753724 | Active | HQ
MPW2353 | Scale, Floor | Scales, Floor (ECRI) | Pelstar (Health-O-Meter)(ECRI) | 500KL | 500KL | Pelstar (Health-O-Meter)(ECRI) | 5002623244386 | Active | HQ
MPW2355 | Analyzer, POC, Whole Blood | Analyzers, Point-of-Care, Whole Blood (ECRI) | Abbott Laboratories Inc (ECRI) | Afinion 2 | Afinion 2 | Abbott Laboratories Inc (ECRI) | AF20024874 | Active | HQ
MPW2364 | Thermometer, Electronic | Thermometers, Electronic (ECRI) | Welch Allyn Inc (ECRI) | 690 | SureTemp Plus | Welch Allyn Inc (ECRI) | 18508829 | Active | HQ
MPW2366 | Sphygmomanometer | Sphygmomanometers (ECRI) | Welch Allyn Inc (ECRI) | Tycos | Tycos | Welch Allyn Inc (ECRI) | 170607063775 | Active | HQ
MPW2367 | Sphygmomanometer | Sphygmomanometers (ECRI) | Welch Allyn Inc (ECRI) | Not Available | Not Available | Welch Allyn Inc (ECRI) | Not Available | Active | HQ
MPW2368 | GS Integrated Wall System | Ophthalmoscope/Otoscopes (ECRI) | Welch Allyn Inc (ECRI) | 408282 | Green Series 777 | Welch Allyn Inc (ECRI) | Not Available | Active | HQ
MPW2369 | Thermometer, Electronic | Thermometers, Electronic (ECRI) | Welch Allyn Inc (ECRI) | 690 | SureTemp Plus | Welch Allyn Inc (ECRI) | Not Available | Active | HQ
MPW2370 | Table, Examination/Treatment | Tables, Examination/Treatment, Adjustable (ECRI) | Midmark Corp (ECRI) | 204-002 | 204-002 | Midmark Corp (ECRI) | V1875770 | Active | HQ
MPW2371 | GS Integrated Wall System | Ophthalmoscope/Otoscopes (ECRI) | Welch Allyn Inc (ECRI) | 408282 | Green Series 777 | Welch Allyn Inc (ECRI) | Not Available | Active | HQ
MPW2372 | Thermometer, Electronic | Thermometers, Electronic (ECRI) | Welch Allyn Inc (ECRI) | 690 | SureTemp Plus | Welch Allyn Inc (ECRI) | Not Available | Active | HQ
MPW2373 | Ophthalmoscope/Otoscope | Ophthalmoscope/Otoscopes (ECRI) | Welch Allyn Inc (ECRI) | Not Available | Not Available | Welch Allyn Inc (ECRI) | Not Available | Active | HQ
MPW2374 | Sphygmomanometer | Sphygmomanometers (ECRI) | Welch Allyn Inc (ECRI) | Tycos | Tycos | Welch Allyn Inc (ECRI) | 170610111855 | Active | HQ
MPW2375 | Warmer, Gel | Warmers, Gel (ECRI) | Parker Laboratories Inc (ECRI) | 83-03 | Thermasonic | Parker Laboratories Inc (ECRI) | 174506CC11 | Active | HQ
MPW2376 | Table, Examination/Treatment | Tables, Examination/Treatment (ECRI) | Midmark Corp (ECRI) | 223-016 | 223-016 | Midmark Corp (ECRI) | V1928400 | Active | HQ
MPW2377 | Footswitches | Footswitches (ECRI) | Not Available | Not Available | Not Available | Not Available | Not Available | Active | HQ
MPW2378 | Module, Electrocardiograph | Modules, Electrocardiographs (ECRI) | Welch Allyn Inc (ECRI) | WAM | EKG WAM | Welch Allyn Inc (ECRI) | 119380000359 | Active | HQ
MPW2379 | Electrocardiograph Unit | Electrocardiographs, Multichannel (ECRI) | Welch Allyn Inc (ECRI) | ELI 380 | ELI 380 | Welch Allyn Inc (ECRI) | 124250000663 | Active | HQ
MPW2380 | Module, Electrocardiograph | Modules, Electrocardiographs (ECRI) | Welch Allyn Inc (ECRI) | AM12 | AM12 | Welch Allyn Inc (ECRI) | 24240000334 | Active | HQ
MPW2381 | Table, Examination/Treatment | Tables, Examination/Treatment, Adjustable (ECRI) | Midmark Corp (ECRI) | 204-002 | 204-002 | Midmark Corp (ECRI) | V1861199 | Active | HQ
MPW2382 | GS Integrated Wall System | Ophthalmoscope/Otoscopes (ECRI) | Welch Allyn Inc (ECRI) | 408282 | Green Series 777 | Welch Allyn Inc (ECRI) | Not Available | Active | HQ
MPW2383 | Thermometer, Electronic | Thermometers, Electronic (ECRI) | Welch Allyn Inc (ECRI) | 690 | SureTemp Plus | Welch Allyn Inc (ECRI) | Not Available | Active | HQ
MPW2384 | Ophthalmoscope/Otoscope | Ophthalmoscope/Otoscopes (ECRI) | Welch Allyn Inc (ECRI) | Not Available | Not Available | Welch Allyn Inc (ECRI) | Not Available | Active | HQ
MPW2385 | Sphygmomanometer | Sphygmomanometers (ECRI) | Welch Allyn Inc (ECRI) | Tycos | Tycos | Welch Allyn Inc (ECRI) | 170607064395 | Active | HQ
MPW2386 | Scale, Floor | Scales, Floor (ECRI) | Doran Scales Inc (ECRI) | DS7060 | HandRail Scale | Doran Scales Inc (ECRI) | DS23050001136 | Active | HQ
MPW2387 | Defibrillator, External, Auto | Defibrillators, External, Auto (ECRI) | ZOLL Medical Corp (ECRI) | AED Plus | AED Plus | ZOLL Medical Corp (ECRI) | X18E022689 | Active | HQ
MPW2388 | Electrocardiograph | Electrocardiographs, Multichannel (ECRI) | GE Healthcare (ECRI) | MAC 5500 | MAC 5500 | GE Healthcare (ECRI) | SK17470199PA | Active | HQ
MPW2389 | Module, Electrocardiographs | Modules, Electrocardiographs (ECRI) | GE Healthcare (ECRI) | CAM HD | CAM HD | GE Healthcare (ECRI) | RNC17360019PA | Active | HQ
MPW2390 | GS Integrated Wall System | Ophthalmoscope/Otoscopes (ECRI) | Welch Allyn Inc (ECRI) | 408282 | Green Series 777 | Welch Allyn Inc (ECRI) | Not Available | Active | HQ
MPW2391 | Thermometer, Electronic | Thermometers, Electronic (ECRI) | Welch Allyn Inc (ECRI) | 690 | SureTemp Plus | Welch Allyn Inc (ECRI) | Not Available | Active | HQ
MPW2392 | Ophthalmoscope/Otoscope | Ophthalmoscope/Otoscopes (ECRI) | Welch Allyn Inc (ECRI) | Not Available | Not Available | Welch Allyn Inc (ECRI) | Not Available | Active | HQ
MPW2393 | Sphygmomanometer | Sphygmomanometers (ECRI) | Welch Allyn Inc (ECRI) | Tycos | Tycos | Welch Allyn Inc (ECRI) | 170607061825 | Active | HQ
MPW2394 | Table, Examination/Treatment | Tables, Examination/Treatment (ECRI) | Midmark Corp (ECRI) | 223-016 | 223-016 | Midmark Corp (ECRI) | V1928395 | Active | HQ
MPW2395 | Footswitches | Footswitches (ECRI) | Midmark Corp (ECRI) | Not Available | Not Available | Midmark Corp (ECRI) | Not Available | Active | HQ
MPW2396 | Bath, Water | Baths, Water (ECRI) | Whitehall Mfg Div (ECRI) | SP-1502 | Forma Splint | Thermo Fisher Scientific(ECRI) | 072266 | Active | HQ
MPW2397 | Dynamometer, Hand Grip | Dynamometers, Hand Grip (ECRI) | Jamar (Sammons Preston) | JAMAR | JAMAR | Jamar (Sammons Preston) | Not Available | Active | HQ
MPW2398 | Bath, Paraffin | Baths, Paraffin, Physical Therapy (ECRI) | Performance Health (ECRI) | TB8 | TB8 | Performance Health (ECRI) | 08859140709326 | Active | HQ
MPW2399 | Dynamometer, Hand Grip | Dynamometers, Hand Grip (ECRI) | Not Available | Not Available | Not Available | Not Available | Not Available | Active | HQ
MPW2400 | Ultrasound Therapy Neuro | Ultrasound Therapy/Neuromuscular (ECRI) | Richmar (ECRI) | DQ8200 | TheraTouch CX4 | Richmar (ECRI) | SZ22040009000133 | Active | HQ
MPW2402 | Freezer | Freezers (ECRI) | Absocold Corp (ECRI) | AFD502MW14R | AFD502MW14R | Absocold Corp (ECRI) | 161201103 | Active | HQ
MPW2403 | Freezer | Freezers (ECRI) | GE Appliances (ECRI) | FCM5SUWW | FCM5SUWW | GE Appliances (ECRI) | TZ095181 | Active | HQ
MPW2405 | Ultrasound Therapy Neuro | Ultrasound Therapy/Neuromuscular (ECRI) | Richmar (ECRI) | DQ8200 | TheraTouch CX4 | Richmar (ECRI) | SZ22040009000007 | Active | HQ
MPW2406 | Warmer, Gel | Warmers, Gel (ECRI) | Parker Laboratories Inc (ECRI) | 83-03 | Thermasonic | Parker Laboratories Inc (ECRI) | Not Available | Active | HQ
MPW2408 | Table, Examination/Treatment | Tables, Examination/Treatment (ECRI) | Not Available | Not Available | Not Available | Not Available | A5B01013 | Active | HQ
MPW2414 | Ultrasound Therapy Neuro | Ultrasound Therapy/Neuromuscular (ECRI) | Richmar (ECRI) | DQ8200 | TheraTouch CX4 | Richmar (ECRI) | SZ22040009000071 | Active | HQ
MPW2419 | Exerciser, Leg Press | Exercisers, Leg Press (ECRI) | Matrix Fitness (ECRI) | MD-S70 | MD-S70 | Matrix Fitness (ECRI) | GM108E2304G012 | Active | HQ
MPW2420 | Exerciser, Leg Extension | Exercisers, Lower Limb (ECRI) | Matrix Fitness (ECRI) | VS-S71 | VS-S71 | Matrix Fitness (ECRI) | VSGM62E2303G034 | Active | HQ
MPW2421 | Exerciser, Seated Leg Curl | Exercisers, Lower Limb (ECRI) | Matrix Fitness (ECRI) | VS-S72 | VS-S72 | Matrix Fitness (ECRI) | VSGM61E2303G019 | Active | HQ
MPW2422 | Exerciser, Stair/Stepper | Exercisers, Stair/Stepper (ECRI) | Nautilus Health Inc (ECRI) | 4200 | 4200 | Nautilus Health Inc (ECRI) | 15000060601033 | Active | HQ
MPW2423 | COLUMN WEIGHT MACHINE | EXERCISER - OTHER | Quantum Medical Imaging Llc | QCC-6010 | CABLE COLUMN | Quantum Medical Imaging Llc | 37805 | Active | HQ
MPW2424 | Sphygmomanometer | Sphygmomanometers (ECRI) | Welch Allyn Inc (ECRI) | Tycos | Tycos | Welch Allyn Inc (ECRI) | 191003093025 | Active | HQ
MPW2425 | Oximeters, Pulse | Oximeters, Pulse (ECRI) | Nellcor Inc Div Tyco Healthcar | N-65P | N-65P | Nellcor Inc Div Tyco Healthcar | P10814987 | Active | HQ
MPW2429 | Exerciser, Bicycle, Upright | Exercisers, Bicycle, Upright (ECRI) | SCIFIT (ECRI) | ISO7000 | ISO7000 | SCIFIT (ECRI) | 473-000775 | Active | HQ
MPW2430 | Exerciser, Bicycle | Exercisers, Bicycle (ECRI) | SCIFIT (ECRI) | Not Available | Not Available | SCIFIT (ECRI) | 570-006027 | Active | HQ
MPW2432 | Exerciser, Bicycle, Recumbent | Exercisers, Bicycle, Upright (ECRI) | SCIFIT (ECRI) | ISO7000R | ISO7000R | SCIFIT (ECRI) | 573-002119 | Active | HQ
MPW2437 | Defibrillator, External, Auto | Defibrillators, External, Auto (ECRI) | ZOLL Medical Corp (ECRI) | AED Plus | AED Plus | ZOLL Medical Corp (ECRI) | X17H947632 | Active | HQ
MPW2438 | Exerciser, Upper/Lower Cycler | Exercisers (ECRI) | SCIFIT (ECRI) | PRO1 | PRO1 | SCIFIT (ECRI) | 610-011628 | Active | HQ
MPW2440 | Heat Gun | Heating Units (ECRI) | Master Appliance Corp (ECRI) | 10008 | Master-Mite | Master Appliance Corp (ECRI) | Not Available | Active | HQ
MPW2441 | Dynamometer, Hand Grip | Dynamometers, Hand Grip (ECRI) | Jamar (Sammons Preston) | JAMAR | JAMAR | Jamar (Sammons Preston) | 20170812240 | Active | HQ
MPW2442 | Stimulator, Neuromuscular | Stimulators, Electrical, Neuromuscular (ECRI) | Not Available | Not Available | Not Available | Not Available | Not Available | Active | HQ
MPW2443 | Ultrasound Therapy System | Ultrasound Therapy Systems, Physical Therapy (ECRI) | Performance Health (ECRI) | Performa Gener8 | Performa Gener8 | Performance Health (ECRI) | Not Available | Active | HQ
MPW2444 | Mobile Heating Unit | Moist Heat Therapy Pack Conditioners (ECRI) | DJO Global Inc (ECRI) | 2402 | M-2 Hydrocollator | Chattanoga, DJO LLC (ECRI) | T5451C | Active | HQ
MPW2445 | Disinfector | Disinfectors (ECRI) | STRAVA | 100600 | 100600 | STRAVA | 10020041533 | Active | HQ
MPW2446 | Bath, Paraffin | Baths, Paraffin, Physical Therapy (ECRI) | Dickson (ECRI) | 150PLUS | 150PLUS | Dickson (ECRI) | 12041055 | Active | HQ
MPW2447 | Table, Examination/Treatment | Tables, Examination/Treatment (ECRI) | Armedica Mfg Corp (ECRI) | AM-350 | AM-350 | Armedica Mfg Corp (ECRI) | 36949 | Active | HQ
MPW2448 | Table, Examination/Treatment | Tables, Examination/Treatment (ECRI) | Armedica Mfg Corp (ECRI) | AM-350 | AM-350 | Armedica Mfg Corp (ECRI) | 36947 | Active | HQ
MPW2449 | Neuromuscular Stimulator | Ultrasound Therapy/Neuromuscular (ECRI) | Dynatronics Corp (ECRI) | D150 Plus | D150 Plus | DYNATRONICS | 163168 | Active | HQ
MPW2450 | Stimulator, Neuromuscular | Stimulators, Electrical, Neuromuscular (ECRI) | DYNATRONICS | D650T | D650T | DYNATRONICS | 659827 | Active | HQ
MPW2451 | Table, Examination/Treatment | Tables, Examination/Treatment (ECRI) | Armedica Mfg Corp (ECRI) | AM-350 | AM-350 | Armedica Mfg Corp (ECRI) | 36946 | Active | HQ
MPW2452 | Table, Examination/Treatment | Tables, Examination/Treatment (ECRI) | Armedica Mfg Corp (ECRI) | AM-350 | AM-350 | PMR PRODUCTS | 35782 | Active | HQ
MPW2453 | Table, Examination/Treatment | Tables, Examination/Treatment (ECRI) | MedSurface (ECRI) | 32089 | Hi-Lo Table | MedSurface (ECRI) | 036145 | Active | HQ
MPW2454 | Table, Examination/Treatment | Tables, Examination/Treatment (ECRI) | MedSurface (ECRI) | 32089 | Hi-Lo Table | MedSurface (ECRI) | 036146 | Active | HQ
MPW2455 | Exerciser, Stair/Stepper | Exercisers, Stair/Stepper (ECRI) | NuStep LLC (ECRI) | ST | ST | NuStep LLC (ECRI) | 43471 | Active | HQ
MPW2456 | Exerciser, Bicycle | Exercisers, Bicycle (ECRI) | SCIFIT (ECRI) | ISO7000 | ISO7000 | SCIFIT (ECRI) | 473-001443 | Active | HQ
MPW2457 | Exerciser, Stair/Stepper | Exercisers, Stair/Stepper (ECRI) | NuStep LLC (ECRI) | TRS 4000 | TRS 4000 | NuStep LLC (ECRI) | T4464694 | Active | HQ
MPW2458 | Exerciser | Exercisers (ECRI) | Not Available | Not Available | Not Available | Not Available | Not Available | Active | HQ
MPW2459 | Exerciser, Lower Limb | Exercisers, Lower Limb (ECRI) | CYBEX International Inc (ECRI) | Not Available | Not Available | CYBEX International Inc (ECRI) | Not Available | Active | HQ
MPW2460 | Exerciser, Lower Limb | Exercisers, Lower Limb (ECRI) | CYBEX International Inc (ECRI) | Not Available | Not Available | CYBEX International Inc (ECRI) | Not Available | Active | HQ
MPW2461 | Exerciser, Upper/Lower Cycler | Exercisers (ECRI) | SCIFIT (ECRI) | PRO1 | PRO1 | SCIFIT (ECRI) | 610-011633 | Active | HQ
MPW2462 | Exerciser, Bicycle, Upright | Exercisers, Bicycle, Upright (ECRI) | SCIFIT (ECRI) | ISO7000R | ISO7000R | SCIFIT (ECRI) | 571-004677 | Active | HQ
MPW2463 | Exerciser, Treadmill | Exercisers, Treadmills (ECRI) | Landice Inc (ECRI) | L7 | L7 | Landice Inc (ECRI) | 95167 | Active | HQ
MPW2464 | Ultrasound Therapy System | Ultrasound Therapy Systems, Physical Therapy (ECRI) | Chattanoga, DJO LLC (ECRI) | 2760 | Intelect LegendXT | Chattanoga, DJO LLC (ECRI) | T18070 | Active | HQ
MPW2465 | Table, Examination/Treatment | Tables, Examination/Treatment (ECRI) | Armedica Mfg Corp (ECRI) | AM-350 | AM-350 | Armedica Mfg Corp (ECRI) | 36948 | Active | HQ
MPW2466 | Mobile Heating Unit | Moist Heat Therapy Pack Conditioners (ECRI) | DJO Global Inc (ECRI) | 2402 | M-2 Hydrocollator | Chattanoga, DJO LLC (ECRI) | T11819C | Active | HQ
MPW2467 | Hydrothermal Ablation System | Hydrothermal Ablation Systems, Endometrial (ECRI) | GE Healthcare (ECRI) | FCM5SUCWW | FCM5SUCWW | GE Healthcare (ECRI) | GZ122540 | Active | HQ
MPW2468 | Warmer, Gel | Warmers, Gel (ECRI) | Parker Laboratories Inc (ECRI) | 83-03 | Thermasonic | Parker Laboratories Inc (ECRI) | 009504BE11 | Active | HQ
MPW2482 | Scale | Scales (ECRI) | Detecto Scale Co (ECRI) | Not Available | Not Available | Detecto Scale Co (ECRI) | 0109-202 | Active | HQ
MPW2483 | Table, Examination/Treatment | Tables, Examination/Treatment (ECRI) | Midmark Corp (ECRI) | 204-001 | 204-001 | Midmark Corp (ECRI) | V764507 | Active | HQ
MPW2484 | Sphygmomanometer | Sphygmomanometers (ECRI) | Welch Allyn Inc (ECRI) | Tycos | Tycos | Welch Allyn Inc (ECRI) | 150228054805 | Active | HQ
MPW2485 | Ophthalmoscope/Otoscope | Ophthalmoscope/Otoscopes (ECRI) | Welch Allyn Inc (ECRI) | 901093 | Green Series 777 | Welch Allyn Inc (ECRI) | Not Available | Active | HQ
MPW2486 | Thermometer, Electronic | Thermometers, Electronic (ECRI) | Welch Allyn Inc (ECRI) | 692 | SureTemp Plus | Welch Allyn Inc (ECRI) | 20368341 | Active | HQ
MPW2487 | Table, Examination/Treatment | Tables, Examination/Treatment (ECRI) | Midmark Corp (ECRI) | 204-001 | 204-001 | Midmark Corp (ECRI) | V1643963 | Active | HQ
MPW2488 | Sphygmomanometer | Sphygmomanometers (ECRI) | Welch Allyn Inc (ECRI) | Tycos | Tycos | Welch Allyn Inc (ECRI) | 150312013785 | Active | HQ
MPW2489 | Ophthalmoscope/Otoscope | Ophthalmoscope/Otoscopes (ECRI) | Welch Allyn Inc (ECRI) | 901093 | Green Series 777 | Welch Allyn Inc (ECRI) | Not Available | Active | HQ
MPW2490 | Thermometer, Electronic | Thermometers, Electronic (ECRI) | Welch Allyn Inc (ECRI) | 692 | SureTemp Plus | Welch Allyn Inc (ECRI) | 17399459 | Active | HQ
MPW2491 | Table, Examination/Treatment | Tables, Examination/Treatment (ECRI) | Midmark Corp (ECRI) | 204-001 | 204-001 | Midmark Corp (ECRI) | V747145 | Active | HQ
MPW2492 | Sphygmomanometer | Sphygmomanometers (ECRI) | Welch Allyn Inc (ECRI) | Tycos | Tycos | Welch Allyn Inc (ECRI) | 190604192865 | Active | HQ
MPW2493 | Ophthalmoscope/Otoscope | Ophthalmoscope/Otoscopes (ECRI) | Welch Allyn Inc (ECRI) | 901093 | Green Series 777 | Welch Allyn Inc (ECRI) | Not Available | Active | HQ
MPW2495 | Scale, Floor | Scales, Floor (ECRI) | Detecto Scale Co (ECRI) | 758C | 758C | Detecto Scale Co (ECRI) | E12009-0157 | Active | HQ
MPW2496 | Centrifuge, Tabletop | Centrifuges, Tabletop (ECRI) | Drucker Diagnostics (ECRI) | 642E Quest | Horizon 642E Quest | Drucker Diagnostics (ECRI) | 240413KH808 | Active | HQ
MPW2497 | Analyzer, Laboratory, Urine | Analyzers, Laboratory, Urine (ECRI) | Siemens Healthcare (ECRI) | CLINITEK STATUS + | CLINITEK STATUS + | Siemens Healthcare (ECRI) | 13B1X10041000022 | Active | HQ
MPW2498 | Centrifuge, Tabletop | Centrifuges, Tabletop (ECRI) | Drucker Diagnostics (ECRI) | 642E LabCorp | 642E LabCorp | Drucker Diagnostics (ECRI) | 520712-1133 | Active | HQ
MPW2499 | Table, Examination/Treatment | Tables, Examination/Treatment (ECRI) | Midmark Corp (ECRI) | 204-001 | 204-001 | Midmark Corp (ECRI) | V1643555 | Active | HQ
MPW2500 | Light, Examination | Lights, Examination (ECRI) | Graham Field Health (ECRI) | GRAFCO | GRAFCO | Graham Field Health (ECRI) | Not Available | Active | HQ
MPW2501 | Otoscope | Otoscopes (ECRI) | Hillrom Co Inc (ECRI) | Not Available | Not Available | Hillrom Co Inc (ECRI) | Not Available | Active | HQ
MPW2502 | Thermometer, Electronic | Thermometers, Electronic (ECRI) | Welch Allyn Inc (ECRI) | 690 | SureTemp Plus | Welch Allyn Inc (ECRI) | Not Available | Active | HQ
MPW2503 | Chair, Examination/Treatment | Chairs, Examination/Treatment (ECRI) | Midmark Corp (ECRI) | 626-001 | 626-001 | Midmark Corp (ECRI) | V2630110 | Active | HQ
MPW2504 | Hand/Remote Control | Hand/Remote Control (ECRI) | Midmark Corp (ECRI) | Not Available | Not Available | Midmark Corp (ECRI) | Not Available | Active | HQ
MPW2505 | Footswitches | Footswitches (ECRI) | Midmark Corp (ECRI) | Not Available | Not Available | Midmark Corp (ECRI) | Not Available | Active | HQ
MPW2506 | Scale, Floor | Scales, Floor (ECRI) | Pelstar (Health-O-Meter)(ECRI) | 500KL | 500KL | Pelstar (Health-O-Meter)(ECRI) | 5002123-242268 | Active | HQ
MPW2507 | Ophthalmoscope/Otoscope | Ophthalmoscope/Otoscope/Vital Signs Measuring Systems (ECRI) | Henry Schein Inc (ECRI) | 77791-MX-HS | Green Series 777 | Henry Schein Inc (ECRI) | Not Available | Active | HQ
MPW2508 | Otoscope | Otoscopes (ECRI) | Hillrom Co Inc (ECRI) | Not Available | Not Available | Hillrom Co Inc (ECRI) | Not Available | Active | HQ
MPW2509 | Sphygmomanometer | Sphygmomanometers (ECRI) | Hillrom Co Inc (ECRI) | CE0297 | CE0297 | Hillrom Co Inc (ECRI) | 230316084000 | Active | HQ
MPW2510 | Thermometer, Electronic | Thermometers, Electronic (ECRI) | Welch Allyn Inc (ECRI) | 690 | SureTemp Plus | Welch Allyn Inc (ECRI) | Not Available | Active | HQ
MPW2511 | Chair, Examination/Treatment | Chairs, Examination/Treatment (ECRI) | Midmark Corp (ECRI) | 626-001 | 626-001 | Midmark Corp (ECRI) | V2631494 | Active | HQ
MPW2512 | Hand/Remote Control | Hand/Remote Control (ECRI) | Midmark Corp (ECRI) | Not Available | Not Available | Midmark Corp (ECRI) | Not Available | Active | HQ
MPW2513 | Scale, Floor | Scales, Floor (ECRI) | Pelstar (Health-O-Meter)(ECRI) | 500KL | 500KL | Pelstar (Health-O-Meter)(ECRI) | 5002123-242261 | Active | HQ
MPW2514 | Footswitches | Footswitches (ECRI) | Midmark Corp (ECRI) | Not Available | Not Available | Midmark Corp (ECRI) | Not Available | Active | HQ
MPW2515 | Ophthalmoscope/Otoscope | Ophthalmoscope/Otoscope/Vital Signs Measuring Systems (ECRI) | Henry Schein Inc (ECRI) | 77791-MX-HS | Green Series 777 | Henry Schein Inc (ECRI) | Not Available | Active | HQ
MPW2516 | Thermometer, Electronic | Thermometers, Electronic (ECRI) | Welch Allyn Inc (ECRI) | 690 | SureTemp Plus | Welch Allyn Inc (ECRI) | Not Available | Active | HQ
MPW2517 | Otoscope | Otoscopes (ECRI) | Hillrom Co Inc (ECRI) | Not Available | Not Available | Hillrom Co Inc (ECRI) | Not Available | Active | HQ
MPW2518 | Sphygmomanometer | Sphygmomanometers (ECRI) | Welch Allyn Inc (ECRI) | CE0297 | CE0297 | Welch Allyn Inc (ECRI) | 230316063720 | Active | HQ
MPW2519 | Chair, Examination/Treatment | Chairs, Examination/Treatment (ECRI) | Midmark Corp (ECRI) | 626-001 | 626-001 | Midmark Corp (ECRI) | V2630115 | Active | HQ
MPW2520 | Hand/Remote Control | Hand/Remote Control (ECRI) | Midmark Corp (ECRI) | Not Available | Not Available | Midmark Corp (ECRI) | Not Available | Active | HQ
MPW2521 | Hand/Remote Control | Hand/Remote Control (ECRI) | Midmark Corp (ECRI) | Not Available | Not Available | Midmark Corp (ECRI) | Not Available | Active | HQ
MPW2522 | Centrifuge, Tabletop | Centrifuges, Tabletop (ECRI) | Drucker Diagnostics (ECRI) | 642E Quest | Horizon 642E Quest | Drucker Diagnostics (ECRI) | 230213IQ404 | Active | HQ
MPW2523 | Scale, Floor | Scales, Floor (ECRI) | Pelstar (Health-O-Meter)(ECRI) | 500KL | 500KL | Pelstar (Health-O-Meter)(ECRI) | 5002123-242215 | Active | HQ
MPW2524 | Analyzer, POC, Whole Blood | Analyzers, Point-of-Care, Whole Blood (ECRI) | Abbott Laboratories Inc (ECRI) | Afinion 2 | Afinion 2 | Abbott Laboratories Inc (ECRI) | AF20064163 | Active | HQ
MPW2525 | Analyzer, Laboratory, Urine | Analyzers, Laboratory, Urine, Semiautomated (ECRI) | Siemens Healthcare (ECRI) | CLINITEK Status+ | CLINITEK Status+ | Siemens Healthcare (ECRI) | 364725 | Active | HQ
MPW2526 | Analyzer, Immunoassay | Analyzers, Laboratory, Immunoassay, Photometric (ECRI) | BD (ECRI) | 256066 | Veritor Plus | BD (ECRI) | 2206232J763E0 | Active | HQ
MPW2527 | Analyzer, Laboratory, Blood | Analyzers, Laboratory, Blood (ECRI) | HemoCue AB (ECRI) | GLUCOSE 201 | GLUCOSE 201 | HemoCue AB (ECRI) | 2325119046 | Active | HQ
MPW2528 | Chair, Examination/Treatment | Chairs, Examination/Treatment (ECRI) | Midmark Corp (ECRI) | 626-001 | 626-001 | Midmark Corp (ECRI) | V2631474 | Active | HQ
MPW2529 | Hand/Remote Control | Hand/Remote Control (ECRI) | Midmark Corp (ECRI) | Not Available | Not Available | Midmark Corp (ECRI) | Not Available | Active | HQ
MPW2530 | Footswitch | Footswitches (ECRI) | Midmark Corp (ECRI) | Not Available | Not Available | Midmark Corp (ECRI) | Not Available | Active | HQ
MPW2531 | Scale, Floor | Scales, Floor (ECRI) | Pelstar (Health-O-Meter)(ECRI) | 500KL | 500KL | Pelstar (Health-O-Meter)(ECRI) | 5002123-242389 | Active | HQ
MPW2532 | Ophthalmoscope/Otoscope | Ophthalmoscope/Otoscope/Vital Signs Measuring Systems (ECRI) | Henry Schein Inc (ECRI) | 77791-MX-HS | Green Series 777 | Henry Schein Inc (ECRI) | Not Available | Active | HQ
MPW2533 | Thermometer, Electronic | Thermometers, Electronic (ECRI) | Welch Allyn Inc (ECRI) | 690 | SureTemp Plus | Welch Allyn Inc (ECRI) | Not Available | Active | HQ
MPW2534 | Otoscope | Otoscopes (ECRI) | Hillrom Co Inc (ECRI) | Not Available | Not Available | Hillrom Co Inc (ECRI) | Not Available | Active | HQ
MPW2535 | Sphygmomanometer | Sphygmomanometers (ECRI) | Hillrom Co Inc (ECRI) | CE0297 | CE0297 | Hillrom Co Inc (ECRI) | 230421142650 | Active | HQ
MPW2536 | Battery/Dock Chargers | Battery/Dock Chargers (ECRI) | Welch Allyn Inc (ECRI) | 7114X | Universal Charger | Welch Allyn Inc (ECRI) | Not Available | Active | HQ
MPW2537 | Analyzer, Laboratory, Urine | Analyzers, Laboratory, Urine, Semiautomated (ECRI) | Siemens Healthcare (ECRI) | CLINITEK Status+ | CLINITEK Status+ | Siemens Healthcare (ECRI) | 349330 | Active | HQ
MPW2538 | Chair, Examination/Treatment | Chairs, Examination/Treatment (ECRI) | Midmark Corp (ECRI) | 626-003 | 626-003 | Midmark Corp (ECRI) | V2622142 | Active | HQ
MPW2539 | Footswitch | Footswitches (ECRI) | Midmark Corp (ECRI) | Not Available | Not Available | Midmark Corp (ECRI) | Not Available | Active | HQ
MPW2540 | Hand/Remote Control | Hand/Remote Control (ECRI) | Midmark Corp (ECRI) | Not Available | Not Available | Midmark Corp (ECRI) | Not Available | Active | HQ
MPW2541 | Exerciser, Upper/Lower Cycler | Exercisers (ECRI) | SCIFIT (ECRI) | PRO1 | PRO1 | SCIFIT (ECRI) | 610-011634 | Active | HQ
MPW2542 | Mobile Heating Unit | Moist Heat Therapy Pack Conditioners (ECRI) | DJO Global Inc (ECRI) | 2402 | M-2 Hydrocollator | Chattanoga, DJO LLC (ECRI) | T14218C | Active | HQ
MPW2543 | Bath, Paraffin, Physical Thera | Baths, Paraffin, Physical Therapy (ECRI) | Dickson (ECRI) | PB-107 | PB-107 | Dickson (ECRI) | 15173186 | Active | HQ
MPW2544 | Stimulator, Electrical | Stimulators, Electrical (ECRI) | Richmar (ECRI) | CX4 | THERATOUCH | Richmar (ECRI) | SZ20060009000936 | Active | HQ
MPW2545 | Exerciser, Bicycle | Exercisers, Bicycle (ECRI) | SCIFIT (ECRI) | ISO7000 | ISO7000 | SCIFIT (ECRI) | 473-001032 | Active | HQ
MPW2546 | Exerciser, Bicycle | Exercisers, Bicycle (ECRI) | SCIFIT (ECRI) | ISO1000R | ISO1000R | SCIFIT (ECRI) | 511-005422 | Active | HQ
MPW2547 | Defibrillator, External, Auto | Defibrillators, External, Auto (ECRI) | ZOLL Medical Corp (ECRI) | AED Plus | AED Plus | ZOLL Medical Corp (ECRI) | X14K720470 | Active | HQ
MPW2548 | Table, Examination/Treatment | Tables, Examination/Treatment (ECRI) | Dynatronics Corp (ECRI) | F500 | F500 | Dynatronics Corp (ECRI) | 001183 | Active | HQ
MPW2549 | Footswitch | Footswitches (ECRI) | LINAK | Not Available | Not Available | LINAK | Not Available | Active | HQ
MPW2550 | Table, Examination/Treatment | Tables, Examination/Treatment (ECRI) | Armedica Mfg Corp (ECRI) | AM-350 | AM-350 | Armedica Mfg Corp (ECRI) | 35777 | Active | HQ
MPW2551 | Footswitch | Footswitches (ECRI) | Not Available | Not Available | Not Available | Not Available | STF01-LU1000-X100 | Active | HQ
MPW2552 | Ultrasound Therapy System, Phy | Ultrasound Therapy Systems, Physical Therapy (ECRI) | Richmar (ECRI) | CX4 | THERATOUCH | Richmar (ECRI) | SZ22040009000056 | Active | HQ
MPW2553 | Stimulator, Electrical | Stimulator, Electrical (ECRI) | Richmar (ECRI) | EX4 | THERATOUCH | Richmar (ECRI) | SZ22030009005768 | Active | HQ
MPW2554 | Table, Examination/Treatment | Tables, Examination/Treatment (ECRI) | SEERS Medical (ECRI) | ST3567-LNK-1WF | Not Available | SEERS Medical (ECRI) | 30322439-0301 | Active | HQ
MPW2555 | Footswitch | Footswitches (ECRI) | SEERS Medical (ECRI) | FS310S10000006 | Not Available | SEERS Medical (ECRI) | Not Available | Active | HQ
MPW2557 | Exerciser | Exercisers (ECRI) | Matrix Fitness (ECRI) | VS-S70 | Not Available | Matrix Fitness (ECRI) | VSGM64E2212G087 | Active | HQ
MPW2567 | Thermometer, Electronic, Infra | Thermometers, Electronic, Infrared (ECRI) | Hetaida Technology (ECRI) | MS-131002 | MS-131002 | Hetaida Technology (ECRI) | 2005175P03672 | Active | HQ
MPW2568 | Scale | Scales (ECRI) | Pelstar (Health-O-Meter)(ECRI) | 2101KL | 2101KL | Pelstar (Health-O-Meter)(ECRI) | 2101L00862 | Active | HQ
MPW2569 | Scale, Floor | Scales, Floor (ECRI) | Pelstar (Health-O-Meter)(ECRI) | 500KL | 500KL | Pelstar (Health-O-Meter)(ECRI) | 5000098409 | Active | HQ
MPW2570 | Table, Examination/Treatment | Tables, Examination/Treatment, Adjustable (ECRI) | Midmark Corp (ECRI) | 623-007 | 623-007 | Midmark Corp (ECRI) | V854370 | Active | HQ
MPW2571 | Footswitch | Footswitches (ECRI) | Midmark Corp (ECRI) | Not Available | Not Available | Midmark Corp (ECRI) | Not Available | Active | HQ
MPW2572 | Hand/remote Control | Hand/Remote Control (ECRI) | Midmark Corp (ECRI) | Not Available | Not Available | Midmark Corp (ECRI) | Not Available | Active | HQ
MPW2573 | Light, Examination | Lights, Examination (ECRI) | Welch Allyn Inc (ECRI) | GS 300 | GS 300 | Welch Allyn Inc (ECRI) | Not Available | Active | HQ
MPW2574 | Sphygmomanometer | Sphygmomanometers (ECRI) | Hillrom Co Inc (ECRI) | CE0297 | CE0297 | Hillrom Co Inc (ECRI) | 230704210800 | Active | HQ
MPW2575 | Otoscope | Otoscopes (ECRI) | Hillrom Co Inc (ECRI) | Not Available | Not Available | Hillrom Co Inc (ECRI) | Not Available | Active | HQ
MPW2576 | Thermometer, Electronic | Thermometers, Electronic (ECRI) | Welch Allyn Inc (ECRI) | 690 | SureTemp Plus | Welch Allyn Inc (ECRI) | 23203653 | Active | HQ
MPW2577 | Scale, Floor | Scales, Floor (ECRI) | Pelstar (Health-O-Meter)(ECRI) | 500KL | 500KL | Pelstar (Health-O-Meter)(ECRI) | 5000099694 | Active | HQ
MPW2578 | Table, Examination/Treatment | Tables, Examination/Treatment (ECRI) | Midmark Corp (ECRI) | 204-001 | 204-001 | Midmark Corp (ECRI) | V764510 | Active | HQ
MPW2579 | Sphygmomanometer | Sphygmomanometers (ECRI) | Welch Allyn Inc (ECRI) | CE0297 | CE0297 | Welch Allyn Inc (ECRI) | 080415164526 | Active | HQ
MPW2580 | GS Integrated Wall System | Ophthalmoscope/Otoscope/Vital Signs Measuring Systems (ECRI) | Welch Allyn Inc (ECRI) | 767 Series | 767 Series | Welch Allyn Inc (ECRI) | Not Available | Active | HQ
MPW2581 | Thermometer, Electronic | Thermometers, Electronic (ECRI) | Welch Allyn Inc (ECRI) | 690 | SureTemp Plus | Welch Allyn Inc (ECRI) | 15292798 | Active | HQ
MPW2582 | Table, Examination/Treatment | Tables, Examination/Treatment (ECRI) | Midmark Corp (ECRI) | 204-001 | 204-001 | Midmark Corp (ECRI) | V1672226 | Active | HQ
MPW2583 | Scale, Floor | Scales, Floor (ECRI) | Pelstar (Health-O-Meter)(ECRI) | 500KL | 500KL | Pelstar (Health-O-Meter)(ECRI) | 5000142392 | Active | HQ
MPW2584 | GS Integrated Wall System | Ophthalmoscope/Otoscope/Vital Signs Measuring Systems (ECRI) | Welch Allyn Inc (ECRI) | 767 Series | 767 Series | Welch Allyn Inc (ECRI) | Not Available | Active | HQ
MPW2585 | Sphygmomanometer | Sphygmomanometers (ECRI) | Welch Allyn Inc (ECRI) | CE0297 | CE0297 | Welch Allyn Inc (ECRI) | 150706143395 | Active | HQ
MPW2586 | Thermometer, Electronic | Thermometers, Electronic (ECRI) | Welch Allyn Inc (ECRI) | 690 | SureTemp Plus | Welch Allyn Inc (ECRI) | 23054329 | Active | HQ
MPW2587 | Table, Examination/Treatment | Tables, Examination/Treatment (ECRI) | Midmark Corp (ECRI) | 104 | 104 | Midmark Corp (ECRI) | V27070 | Active | HQ
MPW2588 | Analyzer, Laboratory, Urine | Analyzers, Laboratory, Urine, Semiautomated (ECRI) | Siemens Healthcare (ECRI) | CLINITEK Status+ | CLINITEK Status+ | Siemens Healthcare (ECRI) | 328680 | Active | HQ
MPW2589 | Centrifuge, Tabletop | Centrifuges, Tabletop (ECRI) | Drucker Diagnostics (ECRI) | 642E LabCorp | 642E LabCorp | Drucker Diagnostics (ECRI) | 240813KX062 | Active | HQ
MPW2590 | Centrifuge, Tabletop | Centrifuges, Tabletop (ECRI) | Drucker Diagnostics (ECRI) | 642E Quest | Horizon 642E Quest | Drucker Diagnostics (ECRI) | 151213AV103 | Active | HQ
MPW2591 | Coagulator | Coagulator(ECRI) | CoaguSense Inc (ECRI) | COAG-SENSE | COAG-SENSE | CoaguSense Inc (ECRI) | 30629 | Active | HQ
MPW2592 | GS Integrated Wall System | Ophthalmoscope/Otoscope/Vital Signs Measuring Systems (ECRI) | Welch Allyn Inc (ECRI) | 767 Series | 767 Series | Welch Allyn Inc (ECRI) | Not Available | Active | HQ
MPW2593 | Sphygmomanometer | Sphygmomanometers (ECRI) | Welch Allyn Inc (ECRI) | CE0297 | CE0297 | Welch Allyn Inc (ECRI) | 080416150136 | Active | HQ
MPW2594 | Thermometer, Electronic | Thermometers, Electronic (ECRI) | Welch Allyn Inc (ECRI) | 690 | SureTemp Plus | Welch Allyn Inc (ECRI) | 06141849 | Active | HQ
MPW2595 | Scale, Floor | Scales, Floor (ECRI) | Pelstar (Health-O-Meter)(ECRI) | 500KL | 500KL | Pelstar (Health-O-Meter)(ECRI) | 5000098622 | Active | HQ
MPW2596 | Sphygmomanometer | Sphygmomanometers (ECRI) | Welch Allyn Inc (ECRI) | CE0297 | CE0297 | Welch Allyn Inc (ECRI) | 150703085825 | Active | HQ
MPW2597 | GS Integrated Wall System | Ophthalmoscope/Otoscope/Vital Signs Measuring Systems (ECRI) | Welch Allyn Inc (ECRI) | 767 Series | 767 Series | Welch Allyn Inc (ECRI) | Not Available | Active | HQ
MPW2598 | Table, Examination/Treatment | Tables, Examination/Treatment (ECRI) | Midmark Corp (ECRI) | 204-001 | 204-001 | Midmark Corp (ECRI) | V1665379 | Active | HQ
MPW2599 | Thermometer, Electronic | Thermometers, Electronic (ECRI) | Welch Allyn Inc (ECRI) | 692 | SureTemp Plus | Welch Allyn Inc (ECRI) | 22382820 | Active | HQ
MPW2600 | Table, Examination/Treatment | Tables, Examination/Treatment (ECRI) | Midmark Corp (ECRI) | 204-001 | 204-001 | Midmark Corp (ECRI) | V764504 | Active | HQ
MPW2601 | Scale, Floor | Scales, Floor (ECRI) | Pelstar (Health-O-Meter)(ECRI) | 500KL | 500KL | Pelstar (Health-O-Meter)(ECRI) | 5002123-242270 | Active | HQ
MPW2602 | Scale, Infant | Scales, Infant (ECRI) | Seca NA (ECRI) | 354 | seca 354 | Seca NA (ECRI) | 8354100230472 | Active | HQ
MPW2603 | Table, Examination/Treatment | Tables, Examination/Treatment (ECRI) | Midmark Corp (ECRI) | 244-001 | 244-001 | Midmark Corp (ECRI) | 232001341 | Active | HQ
MPW2604 | Sphygmomanometer | Sphygmomanometers (ECRI) | Welch Allyn Inc (ECRI) | CE0297 | CE0297 | Welch Allyn Inc (ECRI) | 230316080500 | Active | HQ
MPW2605 | GS Integrated Wall System | Ophthalmoscope/Otoscope/Vital Signs Measuring Systems (ECRI) | Welch Allyn Inc (ECRI) | 767 Series | 767 Series | Welch Allyn Inc (ECRI) | Not Available | Active | HQ
MPW2606 | Thermometer, Electronic | Thermometers, Electronic (ECRI) | Welch Allyn Inc (ECRI) | 690 | SureTemp Plus | Welch Allyn Inc (ECRI) | 23106291 | Active | HQ
MPW2607 | Light, Examination | Lights, Examination (ECRI) | Midmark Corp (ECRI) | 253-016 | 253-016 | Midmark Corp (ECRI) | V2548880 | Active | HQ
MPW2608 | GS Integrated Wall System | Ophthalmoscope/Otoscopes (ECRI) | Welch Allyn Inc (ECRI) | 901093 | Green Series 777 | Welch Allyn Inc (ECRI) | Not Available | Active | HQ
MPW2609 | Remote | Remote Display | Ewellix USA | NOT AVAILABLE | NOT AVAILABLE | Ewellix USA | A150365A2520A-000 | Active | HQ
MPW2610 | Scale, Floor | Scales, Floor (ECRI) | Pelstar (Health-O-Meter)(ECRI) | 500KL | 500KL | Pelstar (Health-O-Meter)(ECRI) | 5002123-242265 | Active | HQ
MPW2611 | Chair, Examination/Treatment | Chairs, Examination/Treatment (ECRI) | Midmark Corp (ECRI) | 626-001 | 626-001 | Midmark Corp (ECRI) | V2631388 | Active | HQ
MPW2612 | Footswitches | Footswitches (ECRI) | Midmark Corp (ECRI) | Not Available | Not Available | Midmark Corp (ECRI) | Not Available | Active | HQ
MPW2613 | Footswitches | Footswitches (ECRI) | Midmark Corp (ECRI) | Not Available | Not Available | Midmark Corp (ECRI) | Not Available | Active | HQ
MPW2614 | Sphygmomanometer | Sphygmomanometers (ECRI) | Welch Allyn Inc (ECRI) | CE0297 | CE0297 | Welch Allyn Inc (ECRI) | 220511064400 | Active | HQ
MPW2615 | GS Integrated Wall System | Ophthalmoscope/Otoscopes (ECRI) | Welch Allyn Inc (ECRI) | 901093 | Green Series 777 | Welch Allyn Inc (ECRI) | Not Available | Active | HQ
MPW2616 | Thermometer, Electronic | Thermometers, Electronic (ECRI) | Welch Allyn Inc (ECRI) | 690 | SureTemp Plus | Welch Allyn Inc (ECRI) | Not Available | Active | HQ
MPW2618 | Sphygmomanometer | Sphygmomanometers (ECRI) | Welch Allyn Inc (ECRI) | CE0297 | CE0297 | Welch Allyn Inc (ECRI) | 220511062640 | Active | HQ
MPW2619 | GS Integrated Wall System | Ophthalmoscope/Otoscope/Vital Signs Measuring Systems (ECRI) | Welch Allyn Inc (ECRI) | 767 Series | 767 Series | Welch Allyn Inc (ECRI) | Not Available | Active | HQ
MPW2620 | Thermometer, Electronic | Thermometers, Electronic (ECRI) | Welch Allyn Inc (ECRI) | 690 | SureTemp Plus | Welch Allyn Inc (ECRI) | Not Available | Active | HQ
MPW2621 | GS Integrated Wall System | Ophthalmoscope/Otoscopes (ECRI) | Welch Allyn Inc (ECRI) | 901093 | Green Series 777 | Welch Allyn Inc (ECRI) | Not Available | Active | HQ
MPW2622 | Chair, Examination/Treatment | Chairs, Examination/Treatment (ECRI) | Midmark Corp (ECRI) | 626-001 | 626-001 | Midmark Corp (ECRI) | V2630326 | Active | HQ
MPW2623 | Footswitches | Footswitches (ECRI) | Midmark Corp (ECRI) | Not Available | Not Available | Midmark Corp (ECRI) | Not Available | Active | HQ
MPW2624 | Footswitches | Footswitches (ECRI) | Midmark Corp (ECRI) | Not Available | Not Available | Midmark Corp (ECRI) | Not Available | Active | HQ
MPW2625 | Scale, Floor | Scales, Floor (ECRI) | Pelstar (Health-O-Meter)(ECRI) | 500KL | 500KL | Pelstar (Health-O-Meter)(ECRI) | 5002123-242273 | Active | HQ
MPW2626 | Scale, Floor | Scales, Floor (ECRI) | Pelstar (Health-O-Meter)(ECRI) | 500KL | 500KL | Pelstar (Health-O-Meter)(ECRI) | 5002123-242269 | Active | HQ
MPW2627 | Thermometer, Electronic | Thermometers, Electronic (ECRI) | Welch Allyn Inc (ECRI) | 690 | SureTemp Plus | Welch Allyn Inc (ECRI) | Not Available | Active | HQ
MPW2628 | GS Integrated Wall System | Ophthalmoscope/Otoscope/Vital Signs Measuring Systems (ECRI) | Welch Allyn Inc (ECRI) | 767 Series | 767 Series | Welch Allyn Inc (ECRI) | Not Available | Active | HQ
MPW2629 | Sphygmomanometer | Sphygmomanometers (ECRI) | Welch Allyn Inc (ECRI) | CE0297 | CE0297 | Welch Allyn Inc (ECRI) | 230366082120 | Active | HQ
MPW2630 | GS Integrated Wall System | Ophthalmoscope/Otoscopes (ECRI) | Welch Allyn Inc (ECRI) | 901093 | Green Series 777 | Welch Allyn Inc (ECRI) | Not Available | Active | HQ
MPW2631 | Weight Machine | Exercisers (ECRI) | Nautilus Health Inc (ECRI) | NS700 | NS700 | Nautilus Health Inc (ECRI) | Not Available | Active | HQ
MPW2632 | Exerciser, Treadmill | Exercisers, Treadmills (ECRI) | Landice Inc (ECRI) | L7 | L7 | Landice Inc (ECRI) | 86109 | Active | HQ
MPW2634 | Sphygmomanometer | Sphygmomanometers (ECRI) | BV Medical (ECRI) | Not Available | Not Available | BV Medical (ECRI) | Not Available | Active | HQ
MPW2635 | Sphygmomanometer | Sphygmomanometers (ECRI) | Omron Healthcare Inc (ECRI) | Not Available | Not Available | Omron Healthcare Inc (ECRI) | 201810014735V | Active | HQ
MPW2636 | Exerciser, Stair/Stepper | Exercisers, Stair/Stepper (ECRI) | NuStep LLC (ECRI) | TRS 4000 | TRS 4000 | NuStep LLC (ECRI) | T4461612 | Active | HQ
MPW2637 | Exerciser, Stair/Stepper | Exercisers, Stair/Stepper (ECRI) | NuStep LLC (ECRI) | TRS 4000 | TRS 4000 | NuStep LLC (ECRI) | 455009 | Active | HQ
MPW2638 | Bicycle | Exercisers, Bicycle (ECRI) | SCIFIT (ECRI) | ISO1000 | ISO1000 | SCIFIT (ECRI) | 421-000616 | Active | HQ
MPW2639 | Exerciser, Leg Press | Exercisers, Leg Press (ECRI) | Matrix Fitness (ECRI) | MD-S70 | MD-S70 | Matrix Fitness (ECRI) | 108E2307G021 | Active | HQ
MPW2640 | Mobile Heating Unit | Moist Heat Therapy Pack Conditioners (ECRI) | DJO Global Inc (ECRI) | 2402 | M-2 Hydrocollator | Chattanoga, DJO LLC (ECRI) | T19386C | Active | HQ
MPW2641 | Exerciser, Leg Press | Exercisers, Leg Press (ECRI) | ProMaxima Mfg Ltd (ECRI) | P5000 | P5000 | ProMaxima Mfg Ltd (ECRI) | Not Available | Active | HQ
MPW2642 | Table, Examination/Treatment | Tables, Examination/Treatment (ECRI) | Armedica Mfg Corp (ECRI) | AM-350 | AM-350 | Armedica Mfg Corp (ECRI) | 27463 | Active | HQ
MPW2643 | Footswitches | Footswitches (ECRI) | Not Available | Not Available | Not Available | Not Available | Not Available | Active | HQ
MPW2644 | Stimulator | Stimulators, Electrical, Neuromuscular (ECRI) | Dynatronics Corp (ECRI) | D650T | D650T | Dynatronics Corp (ECRI) | 659826 | Active | HQ
MPW2646 | Exerciser | Exercisers (ECRI) | Not Available | Not Available | Not Available | Not Available | Not Available | Active | HQ
MPW2647 | Exerciser, Treadmill | Exercisers, Treadmills (ECRI) | Landice Inc (ECRI) | L7 | L7 | Landice Inc (ECRI) | 87800 | Active | HQ
MPW2648 | ELLIPTICAL | Exercisers, Elliptical (ECRI) | SportsArt Fitness (ECRI) | E825 | E825 | SportsArt Fitness (ECRI) | 0234262 | Active | HQ
MPW2649 | Sphygmomanometer | Sphygmomanometers (ECRI) | BV Medical (ECRI) | Not Available | Not Available | BV Medical (ECRI) | Not Available | Active | HQ
MPW2650 | Exerciser, Cycle | Exercisers (ECRI) | Not Available | Not Available | Not Available | Not Available | US-SNC3JY-1606002161 | Active | HQ
MPW2651 | Stimulator | Stimulators, Electrical, Neuromuscular (ECRI) | Dynatronics Corp (ECRI) | D650T | D650T | Dynatronics Corp (ECRI) | 659631 | Active | HQ
MPW2652 | Exerciser | Exercisers (ECRI) | Not Available | Not Available | Not Available | Not Available | NOt Available | Active | HQ
MPW2653 | Table, Examination/Treatment | Tables, Examination/Treatment (ECRI) | Midmark Corp (ECRI) | 204 | 204 | Midmark Corp (ECRI) | V385557 | Active | HQ
MPW2654 | Sphygmomanometer | Sphygmomanometers (ECRI) | Welch Allyn Inc (ECRI) | CE0297 | CE0297 | Welch Allyn Inc (ECRI) | 240806175310 | Active | HQ
MPW2655 | Table, Examination/Treatment | Tables, Examination/Treatment (ECRI) | Midmark Corp (ECRI) | 104-035-202 | 104-035-202 | Midmark Corp (ECRI) | V163977 | Active | HQ
MPW2656 | Sphygmomanometer | Sphygmomanometers (ECRI) | Welch Allyn Inc (ECRI) | CE0297 | CE0297 | Welch Allyn Inc (ECRI) | 221008073100 | Active | HQ
MPW2657 | Infrared Thermometer | Thermometers, Electronic, Infrared (ECRI) | MedSource Labs (ECRI) | JXB-178 | JXB-178 | MedSource Labs (ECRI) | M68200528634 | Active | HQ
MPW2658 | Scale, Floor | Scales, Floor (ECRI) | Pelstar (Health-O-Meter)(ECRI) | 1100KL | 1100KL | Pelstar (Health-O-Meter)(ECRI) | 1100E222206609 | Active | HQ
MPW2659 | Table, Examination/Treatment | Tables, Examination/Treatment (ECRI) | Midmark Corp (ECRI) | 104-035-202 | 104-035-202 | Midmark Corp (ECRI) | V163572 | Active | HQ
MPW2665 | Thermometer, Electronic | Thermometers, Electronic (ECRI) | Welch Allyn Inc (ECRI) | 692 | SureTemp Plus | Welch Allyn Inc (ECRI) | 07408335 | Active | HQ
MPW2666 | Scale, Floor | Scales, Floor (ECRI) | Seca NA (ECRI) | 769 | 769 | Seca NA (ECRI) | 10000000220582 | Active | HQ
MPW2667 | Table, Examination/Treatment | Tables, Examination/Treatment (ECRI) | Midmark Corp (ECRI) | 204 | 204 | Midmark Corp (ECRI) | Not Available | Active | HQ
MPW2668 | Footswitches | Footswitches (ECRI) | Midmark Corp (ECRI) | Not Available | Not Available | Midmark Corp (ECRI) | Not Available | Active | HQ
MPW2669 | Footswitches | Footswitches (ECRI) | Midmark Corp (ECRI) | Not Available | Not Available | Midmark Corp (ECRI) | Not Available | Active | HQ
MPW2670 | Light,Exam | Lights, Examination (ECRI) | Not Available | Not Available | Not Available | Not Available | Not Available | Active | HQ
MPW2671 | GS Integrated Wall System | Ophthalmoscope/Otoscope/Vital Signs Measuring Systems (ECRI) | Welch Allyn Inc (ECRI) | 767 Series | 767 Series | Welch Allyn Inc (ECRI) | Not Available | Active | HQ
MPW2672 | Thermometer, Electronic | Thermometers, Electronic (ECRI) | Welch Allyn Inc (ECRI) | 690 | SureTemp Plus | Welch Allyn Inc (ECRI) | NOt Available | Active | HQ
MPW2673 | Table, Examination/Treatment | Tables, Examination/Treatment (ECRI) | Midmark Corp (ECRI) | 204-001 | 204-001 | Midmark Corp (ECRI) | V651237 | Active | HQ
MPW2674 | Exam Light | Lights, Examination (ECRI) | Brewer Co (ECRI) | 15100 | 15100 | Brewer Co (ECRI) | BI0018149 | Active | HQ
MPW2675 | Monitor, Vital Signs | Monitors, Vital Signs (ECRI) | Welch Allyn Inc (ECRI) | 75MT | Connex Spot Monitor | Welch Allyn Inc (ECRI) | 100011641424 | Active | HQ
MPW2677 | Thermometer, Electronic | Thermometers, Electronic (ECRI) | Welch Allyn Inc (ECRI) | 690 | SureTemp Plus | Welch Allyn Inc (ECRI) | 12020935 | Active | HQ
MPW2678 | Defibrillator, External, Auto | Defibrillators, External, Auto (ECRI) | ZOLL Medical Corp (ECRI) | AED Plus | AED Plus | ZOLL Medical Corp (ECRI) | X09L433583 | Active | HQ
MPW2679 | Table, Examination/Treatment | Tables, Examination/Treatment (ECRI) | Midmark Corp (ECRI) | 104-035-200 | 104-035-200 | Midmark Corp (ECRI) | V27081 | Active | HQ
MPW2680 | Sphygmomanometer | Sphygmomanometers (ECRI) | Welch Allyn Inc (ECRI) | CE0297 | CE0297 | Welch Allyn Inc (ECRI) | 0205101888 | Active | HQ
MPW2681 | GS Integrated Wall System | Ophthalmoscope/Otoscope/Vital Signs Measuring Systems (ECRI) | Welch Allyn Inc (ECRI) | 767 Series | 767 Series | Welch Allyn Inc (ECRI) | Not Available | Active | HQ
MPW2682 | EXAM LIGHT | Lights, Examination (ECRI) | Brewer Co (ECRI) | 15100 | 15100 | Brewer Co (ECRI) | BI0018151 | Active | HQ
MPW2683 | Sphygmomanometer, Electronic | Sphygmomanometers, Electronic, Automatic, Oscillometric (ECRI) | Omron Healthcare Inc (ECRI) | HEM-907XL | IntelliSense | Brewer Co (ECRI) | 20141000233AF | Active | HQ
MPW2684 | Light, Examination | Lights, Examination (ECRI) | Brewer Co (ECRI) | 15100 | 15100 | Brewer Co (ECRI) | Not Available | Active | HQ
MPW2687 | Table, Examination/Treatment | Tables, Examination/Treatment (ECRI) | Midmark Corp (ECRI) | 204-001 | 204-001 | Midmark Corp (ECRI) | V651324 | Active | HQ
MPW2688 | Sphygmomanometer | Sphygmomanometers (ECRI) | McKesson Medical-Surg (ECRI) | Not Available | Not Available | McKesson Medical-Surg (ECRI) | Not Available | Active | HQ
MPW2689 | GS Integrated Wall System | Ophthalmoscope/Otoscope/Vital Signs Measuring Systems (ECRI) | Welch Allyn Inc (ECRI) | 767 Series | 767 Series | Welch Allyn Inc (ECRI) | NOt Available | Active | HQ
MPW2690 | Thermometer, Electronic | Thermometers, Electronic (ECRI) | Welch Allyn Inc (ECRI) | 690 | SureTemp Plus | Welch Allyn Inc (ECRI) | 08390850 | Active | HQ
MPW2691 | Table, Examination/Treatment | Tables, Examination/Treatment (ECRI) | Midmark Corp (ECRI) | 204-001 | 204-001 | Midmark Corp (ECRI) | V1207507 | Active | HQ
MPW2692 | Sphygmomanometer | Sphygmomanometers (ECRI) | Welch Allyn Inc (ECRI) | CE0297 | CE0297 | Welch Allyn Inc (ECRI) | 120120124348 | Active | HQ
MPW2693 | GS Integrated Wall System | Ophthalmoscope/Otoscope/Vital Signs Measuring Systems (ECRI) | Welch Allyn Inc (ECRI) | 767 Series | 767 Series | Welch Allyn Inc (ECRI) | Not Available | Active | HQ
MPW2694 | Thermometer, Electronic | Thermometers, Electronic (ECRI) | Welch Allyn Inc (ECRI) | 690 | SureTemp Plus | Welch Allyn Inc (ECRI) | 13471037 | Active | HQ
MPW2695 | Module, Electrocardiograph | Modules, Electrocardiographs (ECRI) | Welch Allyn Inc (ECRI) | WAM | EKG WAM | Welch Allyn Inc (ECRI) | 120040000076 | Active | HQ
MPW2696 | Table, Examination/Treatment | Tables, Examination/Treatment (ECRI) | Midmark Corp (ECRI) | 204-001 | 204-001 | Midmark Corp (ECRI) | V651293 | Active | HQ
MPW2697 | Monitor, Vital Signs | Monitors, Vital Signs (ECRI) | Welch Allyn Inc (ECRI) | 75MT | Connex Spot Monitor | Welch Allyn Inc (ECRI) | Not Available | Active | HQ
MPW2698 | GS Integrated Wall System | Ophthalmoscope/Otoscope/Vital Signs Measuring Systems (ECRI) | Welch Allyn Inc (ECRI) | 767 Series | 767 Series | Welch Allyn Inc (ECRI) | Not Available | Active | HQ
MPW2699 | Analyzer, Immunoassay | Analyzers, Laboratory, Immunoassay, Photometric (ECRI) | BD (ECRI) | Veritor Plus | Veritor Plus | BD (ECRI) | Not Available | Active | HQ
MPW2700 | Analyzer, Laboratory, Urine | Analyzers, Laboratory, Urine, Semiautomated (ECRI) | Siemens Healthcare (ECRI) | CLINITEK Status+ | CLINITEK Status+ | Siemens Healthcare (ECRI) | 328686 | Active | HQ
MPW2701 | Sphygmomanometer | Sphygmomanometers (ECRI) | Welch Allyn Inc (ECRI) | Tycos | Tycos | Welch Allyn Inc (ECRI) | 190604235515 | Active | HQ
MPW2702 | Ophthalmoscope/Otoscope | Ophthalmoscope/Otoscopes (ECRI) | Welch Allyn Inc (ECRI) | 901093 | Green Series 777 | Welch Allyn Inc (ECRI) | Not Available | Active | HQ
MPW2703 | Thermometer, Electronic | Thermometers, Electronic (ECRI) | Welch Allyn Inc (ECRI) | 690 | SureTemp Plus | Welch Allyn Inc (ECRI) | 19248328 | Active | HQ
MPW2704 | Table, Examination/Treatment | Tables, Examination/Treatment, Adjustable (ECRI) | Midmark Corp (ECRI) | 204-002 | 204-002 | Midmark Corp (ECRI) | V626402 | Active | HQ
MPW2705 | Light, Examination | Lights, Examination (ECRI) | Graham Field Health (ECRI) | GRAFCO | GRAFCO | Graham Field Health (ECRI) | Not Available | Active | HQ
MPW2706 | Light, Examination | Lights, Examination (ECRI) | Graham Field Health (ECRI) | GRAFCO | GRAFCO | Graham Field Health (ECRI) | Not Available | Active | HQ
MPW2707 | Sphygmomanometer | Sphygmomanometers (ECRI) | Welch Allyn Inc (ECRI) | Tycos | Tycos | Welch Allyn Inc (ECRI) | 071218181931 | Active | HQ
MPW2708 | Ophthalmoscope/Otoscope | Ophthalmoscope/Otoscopes (ECRI) | Welch Allyn Inc (ECRI) | 901093 | Green Series 777 | Welch Allyn Inc (ECRI) | Not Available | Active | HQ
MPW2709 | Thermometer, Electronic | Thermometers, Electronic (ECRI) | Welch Allyn Inc (ECRI) | 692 | SureTemp Plus | Welch Allyn Inc (ECRI) | 20356115 | Active | HQ
MPW2710 | Table, Examination/Treatment | Tables, Examination/Treatment (ECRI) | Midmark Corp (ECRI) | 204-001 | 204-001 | Midmark Corp (ECRI) | V17378367 | Active | HQ
MPW2711 | Ophthalmoscope/Otoscope | Ophthalmoscope/Otoscopes (ECRI) | Welch Allyn Inc (ECRI) | 901093 | Green Series 777 | Welch Allyn Inc (ECRI) | Not Available | Active | HQ
MPW2712 | Sphygmomanometer | Sphygmomanometers (ECRI) | Welch Allyn Inc (ECRI) | Tycos | Tycos | Welch Allyn Inc (ECRI) | 190604191815 | Active | HQ
MPW2714 | Light, Examination | Lights, Examination (ECRI) | Graham Field Health (ECRI) | GRAFCO | GRAFCO | Graham Field Health (ECRI) | Not Available | Active | HQ
MPW2715 | Table, Examination/Treatment | Tables, Examination/Treatment (ECRI) | Midmark Corp (ECRI) | 204-001 | 204-001 | Midmark Corp (ECRI) | V419465 | Active | HQ
MPW2716 | Light, Examination | Lights, Examination (ECRI) | Graham Field Health (ECRI) | GRAFCO | GRAFCO | Graham Field Health (ECRI) | Not Available | Active | HQ
MPW2717 | Sphygmomanometer | Sphygmomanometers (ECRI) | Welch Allyn Inc (ECRI) | Tycos | Tycos | Welch Allyn Inc (ECRI) | 140619181975 | Active | HQ
MPW2718 | Ophthalmoscope/Otoscope | Ophthalmoscope/Otoscopes (ECRI) | Welch Allyn Inc (ECRI) | 901093 | Green Series 777 | Welch Allyn Inc (ECRI) | Not Available | Active | HQ
MPW2719 | Thermometer, Electronic | Thermometers, Electronic (ECRI) | Welch Allyn Inc (ECRI) | 692 | SureTemp Plus | Welch Allyn Inc (ECRI) | 20157012 | Active | HQ
MPW2720 | Table, Examination/Treatment | Tables, Examination/Treatment (ECRI) | Midmark Corp (ECRI) | 204-001 | 204-001 | Midmark Corp (ECRI) | V1014942 | Active | HQ
MPW2721 | Ophthalmoscope/Otoscope | Ophthalmoscope/Otoscopes (ECRI) | Welch Allyn Inc (ECRI) | 901093 | Green Series 777 | Welch Allyn Inc (ECRI) | Not Available | Active | HQ
MPW2722 | Sphygmomanometer | Sphygmomanometers (ECRI) | Welch Allyn Inc (ECRI) | Tycos | Tycos | Welch Allyn Inc (ECRI) | 090202142827 | Active | HQ
MPW2723 | Thermometer, Electronic | Thermometers, Electronic (ECRI) | Welch Allyn Inc (ECRI) | 690 | SureTemp Plus | Welch Allyn Inc (ECRI) | 15372838 | Active | HQ
MPW2724 | Sphygmomanometer | Sphygmomanometers (ECRI) | Welch Allyn Inc (ECRI) | Tycos | Tycos | Welch Allyn Inc (ECRI) | 150217033095 | Active | HQ
MPW2725 | Light, Examination | Lights, Examination (ECRI) | Graham Field Health (ECRI) | GRAFCO | GRAFCO | Graham Field Health (ECRI) | Not Available | Active | HQ
MPW2726 | Monitor, Blood Pressure | Monitors, Blood Pressure (ECRI) | CoaguSense Inc (ECRI) | COAG-SENSE | COAG-SENSE | CoaguSense Inc (ECRI) | D001337J0335 | Active | HQ
MPW2727 | Table, Examination/Treatment | Tables, Examination/Treatment (ECRI) | Midmark Corp (ECRI) | 204 | 204 | Midmark Corp (ECRI) | V1643587 | Active | HQ
MPW2728 | Light, Examination | Lights, Examination (ECRI) | Graham Field Health (ECRI) | GRAFCO | GRAFCO | Graham Field Health (ECRI) | Not Available | Active | HQ
MPW2729 | Sphygmomanometer | Sphygmomanometers (ECRI) | Welch Allyn Inc (ECRI) | Tycos | Tycos | Welch Allyn Inc (ECRI) | 080122212353 | Active | HQ
MPW2730 | Ophthalmoscope/Otoscope | Ophthalmoscope/Otoscopes (ECRI) | Welch Allyn Inc (ECRI) | 901093 | Green Series 777 | Welch Allyn Inc (ECRI) | Not Available | Active | HQ
MPW2731 | Thermometer, Electronic | Thermometers, Electronic (ECRI) | Welch Allyn Inc (ECRI) | 692 | SureTemp Plus | Welch Allyn Inc (ECRI) | 20356290 | Active | HQ
MPW2732 | Scale, Floor | Scales, Floor (ECRI) | Seca NA (ECRI) | 7691321998 | 7691321998 | Seca NA (ECRI) | 10000000220566 | Active | HQ
MPW2733 | Freezer | Freezers (ECRI) | Follett LLC (ECRI) | FZR1 | FZR1 | Follett LLC (ECRI) | J00607-16016 | Active | HQ
MPW2734 | Module, Electrocardiograph | Modules, Electrocardiographs (ECRI) | Welch Allyn Inc (ECRI) | WAM | EKG WAM | Welch Allyn Inc (ECRI) | 122170001838 | Active | HQ
MPW2735 | Module, Electrocardiograph | Modules, Electrocardiographs (ECRI) | Welch Allyn Inc (ECRI) | AM12 | AM12 | Welch Allyn Inc (ECRI) | 122370000559 | Active | HQ
MPW2736 | Electrosurgical Unit | Electrosurgical Units (ECRI) | Geiger Medical (ECRI) | 150A | CAUTERY | Geiger Medical (ECRI) | Not Available | Active | HQ
MPW2737 | Analyzer, POC, Whole Blood | Analyzers, Point-of-Care, Whole Blood (ECRI) | Abbott Laboratories Inc (ECRI) | Afinion 2 | Afinion 2 | Abbott Laboratories Inc (ECRI) | AF20042132 | Active | HQ
MPW2738 | Analyzer, Immunoassay | Analyzers, Laboratory, Immunoassay, Photometric (ECRI) | BD (ECRI) | Veritor Plus | Veritor Plus | BD (ECRI) | 2206102J69780 | Active | HQ
MPW2739 | Analyzer, Immunoassay | Analyzers, Laboratory, Immunoassay, Photometric (ECRI) | BD (ECRI) | 256066 | Veritor Plus | BD (ECRI) | 2404044J17D50 | Active | HQ
MPW2740 | Thermometers, Electronic | Thermometers, Electronic, Infrared (ECRI) | Hetaida Technology (ECRI) | Not Available | Not Available | Hetaida Technology (ECRI) | 2003054K05779 | Active | HQ
MPW2741 | Defibrillator, External, Auto | Defibrillators, External, Auto (ECRI) | ZOLL Medical Corp (ECRI) | AED Plus | AED Plus | ZOLL Medical Corp (ECRI) | X15J794592 | Active | HQ
MPW2851 | Scale, Floor | Scales, Floor (ECRI) | Pelstar (Health-O-Meter)(ECRI) | 500KL | 500KL | Pelstar (Health-O-Meter)(ECRI) | 5000098624 | Active | HQ
MPW2853 | GS Integrated Wall System | Ophthalmoscope/Otoscope/Vital Signs Measuring Systems (ECRI) | Welch Allyn Inc (ECRI) | 767 Series | 767 Series | Welch Allyn Inc (ECRI) | Not Available | Active | HQ
MPW2854 | Thermometer, Electronic | Thermometers, Electronic (ECRI) | Welch Allyn Inc (ECRI) | 692 | SureTemp Plus | Welch Allyn Inc (ECRI) | 18129234 | Active | HQ
MPW2855 | Centrifuge, Tabletop | Centrifuges, Tabletop (ECRI) | Drucker Diagnostics (ECRI) | 642E Quest | Horizon 642E Quest | Drucker Diagnostics (ECRI) | 190113DZ363 | Active | HQ
MPW2856 | Sphygmomanometer | Sphygmomanometers (ECRI) | Welch Allyn Inc (ECRI) | CE0297 | CE0297 | Welch Allyn Inc (ECRI) | 091023112710 | Active | HQ
MPW2857 | GS Integrated Wall System | Ophthalmoscope/Otoscope/Vital Signs Measuring Systems (ECRI) | Welch Allyn Inc (ECRI) | 767 Series | 767 Series | Welch Allyn Inc (ECRI) | Not Available | Active | HQ
MPW2858 | Thermometer, Electronic | Thermometers, Electronic (ECRI) | Welch Allyn Inc (ECRI) | 692 | SureTemp Plus | Welch Allyn Inc (ECRI) | 09010992 | Active | HQ
MPW2859 | Table, Examination/Treatment | Tables, Examination/Treatment (ECRI) | Midmark Corp (ECRI) | 204-001 | 204-001 | Midmark Corp (ECRI) | V651383 | Active | HQ
MPW2860 | Table, Examination/Treatment | Tables, Examination/Treatment, Adjustable (ECRI) | Midmark Corp (ECRI) | 623-008 | 623-008 | Midmark Corp (ECRI) | V851895 | Active | HQ
MPW2861 | Sphygmomanometer | Sphygmomanometers (ECRI) | Welch Allyn Inc (ECRI) | CE0297 | CE0297 | Welch Allyn Inc (ECRI) | 100873174416 | Active | HQ
MPW2862 | GS Integrated Wall System | Ophthalmoscope/Otoscope/Vital Signs Measuring Systems (ECRI) | Welch Allyn Inc (ECRI) | 767 Series | 767 Series | Welch Allyn Inc (ECRI) | Not Available | Active | HQ
MPW2863 | Thermometer, Electronic | Thermometers, Electronic (ECRI) | Welch Allyn Inc (ECRI) | 690 | SureTemp Plus | Welch Allyn Inc (ECRI) | 08390847 | Active | HQ
MPW2864 | Footswitches | Footswitches (ECRI) | Midmark Corp (ECRI) | Not Available | Not Available | Midmark Corp (ECRI) | Not Available | Active | HQ
MPW2865 | Footswitches | Footswitches (ECRI) | Midmark Corp (ECRI) | Not Available | Not Available | Midmark Corp (ECRI) | Not Available | Active | HQ
MPW2866 | Table, Examination/Treatment | Tables, Examination/Treatment (ECRI) | Midmark Corp (ECRI) | 204 | 204 | Midmark Corp (ECRI) | Not Available | Active | HQ
MPW2867 | Footswitches | Footswitches (ECRI) | Midmark Corp (ECRI) | Not Available | Not Available | Midmark Corp (ECRI) | Not Available | Active | HQ
MPW2868 | Sphygmomanometer | Sphygmomanometers (ECRI) | Welch Allyn Inc (ECRI) | CE0297 | CE0297 | Welch Allyn Inc (ECRI) | 120119223202 | Active | HQ
MPW2869 | GS Integrated Wall System | Ophthalmoscope/Otoscope/Vital Signs Measuring Systems (ECRI) | Welch Allyn Inc (ECRI) | 767 Series | 767 Series | Welch Allyn Inc (ECRI) | Not Available | Active | HQ
MPW2870 | Monitor, Vital Signs | Monitors, Vital Signs (ECRI) | Welch Allyn Inc (ECRI) | 75CT | Connex Spot Monitor | Welch Allyn Inc (ECRI) | 100011671424 | Active | HQ
MPW2871 | Warmer, Gel | Warmers, Gel (ECRI) | Parker Laboratories Inc (ECRI) | 83-03 | Thermasonic | Parker Laboratories Inc (ECRI) | 105507CA11 | Active | HQ
MPW2872 | Table, Imaging, Ultrasound | Tables, Imaging, Ultrasound (ECRI) | Biodex Medical Systems (ECRI) | 058-700 | Echo Pro Table | Biodex Medical Systems (ECRI) | 17080752 | Active | HQ
MPW2873 | Doppler | Detectors, Blood Flow, Ultrasonic (ECRI) | Cooper Surgical Inc (ECRI) | 37851B | 37851B | Biodex Medical Systems (ECRI) | 2021060104 | Active | HQ
MPW2874 | Warmer, Gel | Warmers, Gel (ECRI) | Parker Laboratories Inc (ECRI) | 83-03 | Thermasonic | Parker Laboratories Inc (ECRI) | 103507CA11 | Active | HQ
MPW2875 | Sphygmomanometer, Electronic | Sphygmomanometers, Electronic, Automatic, Oscillometric (ECRI) | Omron Healthcare Inc (ECRI) | HEM-907XL | IntelliSense | Omron Healthcare Inc (ECRI) | 20191000099AF | Active | HQ
MPW2876 | Table,Exam | Tables, Examination/Treatment (ECRI) | Medical Positioning Inc (ECRI) | TLG 10 | ULTRASCAN | Medical Positioning Inc (ECRI) | 797912 | Active | HQ
MPW2877 | RFID Tag Reader | Readers, Radiofrequency Identification Tags (ECRI) | Lantheus Medical Imaging (ECRI | VMIX2 | VialMix RFID | Lantheus Medical Imaging (ECRI | 2315805559 | Active | HQ
MPW2878 | REFRIGERATOR | Refrigerators (ECRI) | Follett LLC (ECRI) | REF1 | REF1 | Follett LLC (ECRI) | R35182 | Active | HQ
MPW2879 | Sphygmomanometer | Sphygmomanometers (ECRI) | Welch Allyn Inc (ECRI) | CE0297 | CE0297 | Welch Allyn Inc (ECRI) | 230111082220 | Active | HQ
MPW2880 | Infusion Pump | Infusion Pumps (ECRI) | Baxter Healthcare Corp (ECRI) | 3570009 | Spectrum IQ | Baxter Healthcare Corp (ECRI) | 3657030 | Active | HQ
MPW2881 | Sphygmomanometer | Sphygmomanometers (ECRI) | Welch Allyn Inc (ECRI) | CE0050 | CE0050 | Welch Allyn Inc (ECRI) | 050725090644 | Active | HQ
MPW2882 | Defibrillator | Defibrillators (ECRI) | ZOLL Medical Corp (ECRI) | R Series Plus | R Series Plus | ZOLL Medical Corp (ECRI) | AF21G140190 | Active | HQ
MPW2883 | Suction Unit | Suction Units (ECRI) | SSCOR Inc (ECRI) | 2314 | 2314 | SSCOR Inc (ECRI) | M46772 | Active | HQ
MPW2884 | Lithium Ion Battery | Batteries (ECRI) | ZOLL Medical Corp (ECRI) | 8019-0535-01 | SurePower Battery Pk | ZOLL Medical Corp (ECRI) | AG21GAS3851 | Active | HQ
MPW2885 | Monitor, Vital Signs | Monitors, Vital Signs (ECRI) | Welch Allyn Inc (ECRI) | 68NXTX | Connex 6000 Series | Welch Allyn Inc (ECRI) | 100090183822 | Active | HQ
MPW2886 | MONITOR - HEART RATE | Monitors (ECRI) | Ivy Biomedical Systems (ECRI) | 7600 | 7600 | Ivy Biomedical Systems (ECRI) | 22010198 | Active | HQ
MPW2887 | Warmer, Gel | Warmers, Gel (ECRI) | Parker Laboratories Inc (ECRI) | 83-03 | Thermasonic | Parker Laboratories Inc (ECRI) | 101507CA11 | Active | HQ
MPW2888 | TABLE - EXAM | Tables, Examination/Treatment (ECRI) | Medical Positioning Inc (ECRI) | 283 | ECHO TABLE | Medical Positioning Inc (ECRI) | 0809522 | Active | HQ
MPW2889 | MONITOR - HEART RATE | Monitors (ECRI) | Ivy Biomedical Systems (ECRI) | 7600 | 7600 | Ivy Biomedical Systems (ECRI) | 22040361 | Active | HQ
MPW2890 | Stress Test System | Stress Exercise, Cardiac (ECRI) | Quintron Instrument Co (ECRI) | Q5000 | Q5000 | Quintron Instrument Co (ECRI) | Not Available | Active | HQ
MPW2891 | Stress Exercise, Cardiac | Stress Exercise, Cardiac (ECRI) | Welch Allyn Inc (ECRI) | TM55 | Q-Stress | Welch Allyn Inc (ECRI) | 1040075201 | Active | HQ
MPW2892 | Sphygmomanometer | Sphygmomanometers (ECRI) | Welch Allyn Inc (ECRI) | CE0297 | CE0297 | Welch Allyn Inc (ECRI) | 230111091450 | Active | HQ
MPW2893 | Scale, Floor | Scales, Floor (ECRI) | Doran Scales Inc (ECRI) | DS7060 | HandRail Scale | Doran Scales Inc (ECRI) | DS205300084 | Active | HQ
MPW2894 | Sphygmomanometer | Sphygmomanometers (ECRI) | Welch Allyn Inc (ECRI) | CE0297 | CE0297 | Welch Allyn Inc (ECRI) | 070809184115 | Active | HQ
MPW2895 | Centrifuge, Tabletop | Centrifuges, Tabletop (ECRI) | Drucker Diagnostics (ECRI) | 642E Quest | Horizon 642E Quest | Drucker Diagnostics (ECRI) | 220813IE119 | Active | HQ
MPW2896 | Centrifuge, Tabletop | Centrifuges, Tabletop (ECRI) | Drucker Diagnostics (ECRI) | 642E Quest | Horizon 642E Quest | Drucker Diagnostics (ECRI) | 180913DN646 | Active | HQ
MPW2897 | Sphygmomanometer | Sphygmomanometers (ECRI) | Welch Allyn Inc (ECRI) | CE0297 | CE0297 | Welch Allyn Inc (ECRI) | 070613083527 | Active | HQ
MPW2898 | Electrocardiograph Unit | Electrocardiographs, Multichannel (ECRI) | Welch Allyn Inc (ECRI) | ELI 380 | ELI 380 | Welch Allyn Inc (ECRI) | 125250000664 | Active | HQ
MPW2899 | Module, Electrocardiograph | Modules, Electrocardiographs (ECRI) | Welch Allyn Inc (ECRI) | AM12 | AM12 | Welch Allyn Inc (ECRI) | 24240000340 | Active | HQ
MPW2900 | Defibrillator | Defibrillators (ECRI) | ZOLL Medical Corp (ECRI) | R Series Plus | R Series Plus | ZOLL Medical Corp (ECRI) | AF21G139501 | Active | HQ
MPW2903 | Sphygmomanometer | Sphygmomanometers (ECRI) | Welch Allyn Inc (ECRI) | CE0297 | CE0297 | Welch Allyn Inc (ECRI) | 050726090313 | Active | HQ
MPW2904 | Sphygmomanometer, Aneroid | Sphygmomanometers, Aneroid (ECRI) | Henry Schein Inc (ECRI) | CE0473 | CE0473 | Henry Schein Inc (ECRI) | 22013669 | Active | HQ
MPW2905 | EKG | Modules, Electrocardiographs (ECRI) | Siemens Healthcare (ECRI) | ELI 280 | ELI 280 | Siemens Healthcare (ECRI) | 114350227196 | Active | HQ
MPW2906 | EKG | Modules, Electrocardiographs (ECRI) | Siemens Healthcare (ECRI) | ELI 280 | ELI 280 | Siemens Healthcare (ECRI) | 114300222118 | Active | HQ
MPW2907 | Sphygmomanometer | Sphygmomanometers (ECRI) | Welch Allyn Inc (ECRI) | CE0297 | CE0297 | Welch Allyn Inc (ECRI) | 060412175837 | Active | HQ
MPW2908 | Sphygmomanometer | Sphygmomanometers (ECRI) | Welch Allyn Inc (ECRI) | CE0297 | CE0297 | Welch Allyn Inc (ECRI) | 0308262292 | Active | HQ
MPW2909 | Electrocardiograph | Electrocardiographs, Multichannel (ECRI) | GE Healthcare (ECRI) | MAC 5000 | MAC 5000 | GE Healthcare (ECRI) | SCD06213260PA | Active | HQ
MPW2910 | Module, Electrocardiographs | Modules, Electrocardiographs (ECRI) | GE Healthcare (ECRI) | CAM HD | CAM HD | GE Healthcare (ECRI) | RMf05427481PA | Active | HQ
MPW2911 | Sphygmomanometer | Sphygmomanometers (ECRI) | Welch Allyn Inc (ECRI) | CE0050 | CE0050 | Welch Allyn Inc (ECRI) | 06520031206 | Active | HQ
MPW2912 | Scale, Floor | Scales, Floor (ECRI) | Doran Scales Inc (ECRI) | DS7060 | HandRail Scale | Doran Scales Inc (ECRI) | DS205300085 | Active | HQ
MPW2913 | Sphygmomanometer | Sphygmomanometers (ECRI) | Welch Allyn Inc (ECRI) | CE0050 | CE0050 | Welch Allyn Inc (ECRI) | 060506140447 | Active | HQ
MPW2914 | Electrocardiograph Unit | Electrocardiographs, Multichannel (ECRI) | Welch Allyn Inc (ECRI) | ELI 280 | ELI 280 | Welch Allyn Inc (ECRI) | Not Available | Active | HQ
MPW2915 | Module, Electrocardiograph | Modules, Electrocardiographs (ECRI) | Welch Allyn Inc (ECRI) | WAM | EKG WAM | Welch Allyn Inc (ECRI) | 114070134837 | Active | HQ
MPW2916 | Electrocardiograph Unit | Electrocardiographs, Multichannel (ECRI) | Welch Allyn Inc (ECRI) | ELI 380 | ELI 380 | Welch Allyn Inc (ECRI) | 125250000650 | Active | HQ
MPW2917 | Module, Electrocardiograph | Modules, Electrocardiographs (ECRI) | Welch Allyn Inc (ECRI) | WAM | EKG WAM | Welch Allyn Inc (ECRI) | 24240000355 | Active | HQ
MPW2918 | Sphygmomanometer | Sphygmomanometers (ECRI) | Welch Allyn Inc (ECRI) | CE0297 | CE0297 | Welch Allyn Inc (ECRI) | 060506141108 | Active | HQ
MPW2919 | Sphygmomanometer | Sphygmomanometers (ECRI) | Welch Allyn Inc (ECRI) | CE0050 | CE0050 | Welch Allyn Inc (ECRI) | 0308271151 | Active | HQ
MPW2920 | Electrocardiograph Unit | Electrocardiographs, Multichannel (ECRI) | Welch Allyn Inc (ECRI) | ELI 280 | ELI 280 | Welch Allyn Inc (ECRI) | Not Available | Active | HQ
MPW2921 | Module, Electrocardiograph | Modules, Electrocardiographs (ECRI) | Welch Allyn Inc (ECRI) | WAM | EKG WAM | Welch Allyn Inc (ECRI) | 114310222861 | Active | HQ
MPW2922 | Stress Exercise, Cardiac | Stress Exercise, Cardiac (ECRI) | Welch Allyn Inc (ECRI) | TM55 | Q-Stress | Cardiac Science Corp (ECRI) | 11040082363 | Active | HQ
MPW2923 | Sphygmomanometer | Sphygmomanometers (ECRI) | Welch Allyn Inc (ECRI) | CE0297 | CE0297 | Welch Allyn Inc (ECRI) | 070813100230 | Active | HQ
MPW2924 | Table, Imaging, Ultrasound | Tables, Examination/Treatment, Adjustable (ECRI) | Medical Positioning Inc (ECRI) | 283 | EchoTable | Medical Positioning Inc (ECRI) | 0811774 | Active | HQ
MPW2925 | Stress System | Stress Exercise, Cardiac (ECRI) | Cardiac Science Corp (ECRI) | QUINTON | QUINTON | Cardiac Science Corp (ECRI) | QS008660 | Active | HQ
MPW2926 | Electrocardiograph Unit | Electrocardiographs, Multichannel (ECRI) | Welch Allyn Inc (ECRI) | ELI 380 | ELI 380 | Welch Allyn Inc (ECRI) | 125250000649 | Active | HQ
MPW2927 | Module, Electrocardiograph | Modules, Electrocardiographs (ECRI) | Welch Allyn Inc (ECRI) | AM12 | AM12 | Welch Allyn Inc (ECRI) | 124240000347 | Active | HQ
MPW2928 | Sphygmomanometer | Sphygmomanometers (ECRI) | Welch Allyn Inc (ECRI) | CE0297 | CE0297 | Welch Allyn Inc (ECRI) | 070809183844 | Active | HQ
MPW3001 | Scale, Floor | Scales, Floor (ECRI) | Pelstar (Health-O-Meter)(ECRI) | 500KL | 500KL | Pelstar (Health-O-Meter)(ECRI) | 5000142227 | Active | HQ
MPW3002 | Sphygmomanometer | Sphygmomanometers (ECRI) | Welch Allyn Inc (ECRI) | Tycos | Tycos |  | 180110130855 | Active | HQ
MPW3003 | Ophthalmoscope/Otoscope | Ophthalmoscope/Otoscopes (ECRI) | Welch Allyn Inc (ECRI) | 901093 | Green Series 777 | Welch Allyn Inc (ECRI) | 18033 | Active | HQ
MPW3004 | Thermometer, Electronic | Thermometers, Electronic (ECRI) | Welch Allyn Inc (ECRI) | 690 | SureTemp Plus | Welch Allyn Inc (ECRI) | 17472365 | Active | HQ
MPW3005 | Table, Examination/Treatment | Tables, Examination/Treatment (ECRI) | Midmark Corp (ECRI) | 204-001 | 204-001 | Midmark Corp (ECRI) | V764509 | Active | HQ
MPW3006 | Sphygmomanometer | Sphygmomanometers (ECRI) | Welch Allyn Inc (ECRI) | Tycos | Tycos | Welch Allyn Inc (ECRI) | 080416160705 | Active | HQ
MPW3007 | GS Integrated Wall System | Ophthalmoscope/Otoscope/Vital Signs Measuring Systems (ECRI) | Welch Allyn Inc (ECRI) | 767 Series | 767 Series | Welch Allyn Inc (ECRI) | Not Available | Active | HQ
MPW3008 | Thermometer, Electronic | Thermometers, Electronic (ECRI) | Welch Allyn Inc (ECRI) | 692 | SureTemp Plus | Welch Allyn Inc (ECRI) | 23024886 | Active | HQ
MPW3009 | Scale, Floor | Scales, Floor (ECRI) | Pelstar (Health-O-Meter)(ECRI) | 500KL | 500KL | Pelstar (Health-O-Meter)(ECRI) | 5000099714 | Active | HQ
MPW3012 | Nebulizer Compressor | Nebulizers (ECRI) | Henry Schein Inc (ECRI) | 112-7063 | 112-7063 | Henry Schein Inc (ECRI) | 240321001048 | Active | HQ
MPW3013 | Ophthalmoscope/Otoscope | Ophthalmoscope/Otoscopes (ECRI) | Welch Allyn Inc (ECRI) | 901093 | Green Series 777 | Welch Allyn Inc (ECRI) | 18012 | Active | HQ
MPW3014 | Table, Examination/Treatment | Tables, Examination/Treatment (ECRI) | Midmark Corp (ECRI) | 204-001 | 204-001 | Midmark Corp (ECRI) | V1947352 | Active | HQ
MPW3015 | Scale, Floor | Scales, Floor (ECRI) | Pelstar (Health-O-Meter)(ECRI) | 500KL | 500KL | Pelstar (Health-O-Meter)(ECRI) | 5000099626 | Active | HQ
MPW3016 | Sphygmomanometer | Sphygmomanometers (ECRI) | Welch Allyn Inc (ECRI) | Tycos | Tycos | Welch Allyn Inc (ECRI) | 180112090135 | Active | HQ
MPW3017 | Thermometer, Electronic | Thermometers, Electronic (ECRI) | Welch Allyn Inc (ECRI) | 690 | SureTemp Plus | Welch Allyn Inc (ECRI) | 17279580 | Active | HQ
MPW3018 | Scale, Floor | Scales, Floor (ECRI) | Pelstar (Health-O-Meter)(ECRI) | 500KL | 500KL | Pelstar (Health-O-Meter)(ECRI) | 5000163750 | Active | HQ
MPW3019 | Table, Examination/Treatment | Tables, Examination/Treatment (ECRI) | Midmark Corp (ECRI) | 204-001 | 204-001 | Midmark Corp (ECRI) | V1828509 | Active | HQ
MPW3020 | Light, Examination | Lights, Examination (ECRI) | Welch Allyn Inc (ECRI) | GS 300 | GS 300 | Welch Allyn Inc (ECRI) | Not Available | Active | HQ
MPW3021 | Sphygmomanometer | Sphygmomanometers (ECRI) | Welch Allyn Inc (ECRI) | Tycos | Tycos | Welch Allyn Inc (ECRI) | 160531223165 | Active | HQ
MPW3022 | Ophthalmoscope/Otoscope | Ophthalmoscope/Otoscopes (ECRI) | Welch Allyn Inc (ECRI) | Not Available | Not Available | Welch Allyn Inc (ECRI) | Not Available | Active | HQ
MPW3023 | Ophthalmoscope/Otoscope | Ophthalmoscope/Otoscopes (ECRI) | Welch Allyn Inc (ECRI) | 901093 | Green Series 777 | Welch Allyn Inc (ECRI) | Not Available | Active | HQ
MPW3024 | Thermometer, Electronic | Thermometers, Electronic (ECRI) | Welch Allyn Inc (ECRI) | 690 | SureTemp Plus | Welch Allyn Inc (ECRI) | 16170007 | Active | HQ
MPW3025 | Light, Examination | Lights, Examination (ECRI) | Welch Allyn Inc (ECRI) | GS 300 | GS 300 | Welch Allyn Inc (ECRI) | Not Available | Active | HQ
MPW3026 | Scale, Floor | Scales, Floor (ECRI) | Pelstar (Health-O-Meter)(ECRI) | 500KL | 500KL | Pelstar (Health-O-Meter)(ECRI) | 5000164805 | Active | HQ
MPW3027 | Ophthalmoscope/Otoscope | Ophthalmoscope/Otoscopes (ECRI) | Welch Allyn Inc (ECRI) | 901093 | Green Series 777 | Welch Allyn Inc (ECRI) | Not Available | Active | HQ
MPW3028 | Thermometer, Electronic | Thermometers, Electronic (ECRI) | Welch Allyn Inc (ECRI) | 690 | SureTemp Plus | Welch Allyn Inc (ECRI) | 16170001 | Active | HQ
MPW3029 | Ophthalmoscope/Otoscope | Ophthalmoscope/Otoscopes (ECRI) | Welch Allyn Inc (ECRI) | Not Available | Not Available | Welch Allyn Inc (ECRI) | Not Available | Active | HQ
MPW3030 | Sphygmomanometer | Sphygmomanometers (ECRI) | Welch Allyn Inc (ECRI) | Tycos | Tycos | Welch Allyn Inc (ECRI) | 160531203205 | Active | HQ
MPW3052 | GS Integrated Wall System | Ophthalmoscope/Otoscopes (ECRI) | Welch Allyn Inc (ECRI) | 901093 | Green Series 777 | Welch Allyn Inc (ECRI) | 17278 | Active | HQ
MPW3053 | Thermometer, Electronic | Thermometers, Electronic (ECRI) | Welch Allyn Inc (ECRI) | 690 | SureTemp Plus | Welch Allyn Inc (ECRI) | 18035324 | Active | HQ
MPW3054 | Light, Examination | Lights, Examination (ECRI) | Welch Allyn Inc (ECRI) | GS 300 | GS 300 | Welch Allyn Inc (ECRI) | Not Available | Active | HQ
MPW3055 | Centrifuge, Tabletop | Centrifuges, Tabletop (ECRI) | Drucker Diagnostics (ECRI) | 642E Quest | Horizon 642E Quest | Drucker Diagnostics (ECRI) | 150613AI731 | Active | HQ
MPW3056 | Defibrillator, External, Auto | Defibrillators, External, Auto (ECRI) | ZOLL Medical Corp (ECRI) | AED Plus | AED Plus | ZOLL Medical Corp (ECRI) | X171955387 | Active | HQ
MPW3057 | Analyzer, POC, Whole Blood | Analyzers, Point-of-Care, Whole Blood (ECRI) | Abbott Laboratories Inc (ECRI) | Afinion 2 | Afinion 2 | Abbott Laboratories Inc (ECRI) | AF20041988 | Active | HQ
MPW3058 | Analyzer, Laboratory, Urine | Analyzers, Laboratory, Urine, Semiautomated (ECRI) | Siemens Healthcare (ECRI) | CLINITEK Status+ | CLINITEK Status+ | Siemens Healthcare (ECRI) | 331916 | Active | HQ
MPW3059 | Sphygmomanometer | Sphygmomanometers (ECRI) | Welch Allyn Inc (ECRI) | CE0297 | CE0297 | Welch Allyn Inc (ECRI) | 160531203515 | Active | HQ
MPW3060 | GS Integrated Wall System | Ophthalmoscope/Otoscope/Vital Signs Measuring Systems (ECRI) | Welch Allyn Inc (ECRI) | 767 Series | 767 Series | Welch Allyn Inc (ECRI) | Not Available | Active | HQ
MPW3061 | Thermometer, Electronic | Thermometers, Electronic (ECRI) | Welch Allyn Inc (ECRI) | 690 | SureTemp Plus | Welch Allyn Inc (ECRI) | 16170006 | Active | HQ
MPW3062 | GS Integrated Wall System | Ophthalmoscope/Otoscopes (ECRI) | Welch Allyn Inc (ECRI) | 901093 | Green Series 777 | Welch Allyn Inc (ECRI) | Not Available | Active | HQ
MPW3063 | Module, Electrocardiograph | Modules, Electrocardiographs (ECRI) | Welch Allyn Inc (ECRI) | WAM | EKG WAM | Welch Allyn Inc (ECRI) | 121140000054 | Active | HQ
MPW3101 | Sphygmomanometer, Electronic | Sphygmomanometers, Electronic, Automatic, Oscillometric (ECRI) | Omron Healthcare Inc (ECRI) | HEM-907XL | IntelliSense | Omron Healthcare Inc (ECRI) | 20240300481AF | Active | HQ
MPW3102 | Module, Electrocardiograph | Modules, Electrocardiographs (ECRI) | Welch Allyn Inc (ECRI) | AM12 | AM12 | Welch Allyn Inc (ECRI) | 124240000358 | Active | HQ
MPW3103 | Defibrillator, External, Auto | Defibrillators, External, Auto (ECRI) | Cardiac Science Corp (ECRI) | CardioVive AT | CardioVive AT | BURDICK CORP DIV SIEMENS CORP | 92530-0000012 | Active | HQ
MPW3104 | Electrocardiograph | Electrocardiographs, Multichannel (ECRI) | GE Healthcare (ECRI) | MAC 5000 | MAC 5000 | GE Healthcare (ECRI) | AAY05388765PA | Active | HQ
MPW3105 | Scale, Floor | Scales, Floor (ECRI) | Doran Scales Inc (ECRI) | DS7060 | HandRail Scale | Doran Scales Inc (ECRI) | DS205300087 | Active | HQ
MPW3106 | Defibrillator, External, Auto | Defibrillators, External, Auto (ECRI) | ZOLL Medical Corp (ECRI) | AED Plus | AED Plus | ZOLL Medical Corp (ECRI) | X17L984434 | Active | HQ
MPW3107 | Sphygmomanometer | Sphygmomanometers, Electronic, Automatic (ECRI) | Midmark Corp (ECRI) | IQvitals | IQvitals | Midmark Corp (ECRI) | IFD5780 | Active | HQ
MPW3108 | Module, Electrocardiograph | Modules, Electrocardiographs (ECRI) | Welch Allyn Inc (ECRI) | WAM | EKG WAM | Welch Allyn Inc (ECRI) | 119360000415 | Active | HQ
MPW3109 | Table, Examination/Treatment | Tables, Examination/Treatment (ECRI) | Midmark Corp (ECRI) | 204-001 | 204-001 | Midmark Corp (ECRI) | N/A | Active | HQ
MPW3110 | Table, Examination/Treatment | Tables, Examination/Treatment (ECRI) | Midmark Corp (ECRI) | 204-001 | 204-001 | Midmark Corp (ECRI) | V1493529 | Active | HQ
MPW3111 | Monitor, Blood Pressure | Monitors, Blood Pressure (ECRI) | Welch Allyn Inc (ECRI) | ProBP 3400 | ProBP 3400 | Welch Allyn Inc (ECRI) | 1000000290118 | Active | HQ
MPW3112 | EXAM LIGHT | LIGHT - EXAMINATION | OTI MEDICAL SRV | OTTLITE | OTTLITE |  | N/A | Active | HQ
MPW3113 | Warmer, Gel | Warmers, Gel (ECRI) | Parker Laboratories Inc (ECRI) | 82-01 | Thermasonic | Parker Laboratories Inc (ECRI) | 168505CB11 | Active | HQ
MPW3114 | Table, Examination/Treatment | Tables, Examination/Treatment (ECRI) | Midmark Corp (ECRI) | 204-001 | 204-001 | Midmark Corp (ECRI) | V1517724 | Active | HQ
MPW3116 | Table, Examination/Treatment | Tables, Examination/Treatment (ECRI) | Midmark Corp (ECRI) | 204-001 | 204-001 | Midmark Corp (ECRI) | V1520945 | Active | HQ
MPW3117 | Table, Examination/Treatment | Tables, Examination/Treatment (ECRI) | Midmark Corp (ECRI) | 204-001 | 204-001 | Midmark Corp (ECRI) | V1520947 | Active | HQ
MPW3118 | Chair, Examination/Treatment | Chairs, Examination/Treatment (ECRI) | Midmark Corp (ECRI) | 224-002 | 224-002 | Midmark Corp (ECRI) | V2319380 | Active | HQ
MPW3119 | GS Integrated Wall System | Ophthalmoscope/Otoscopes (ECRI) | Welch Allyn Inc (ECRI) | 901093 | Green Series 777 | Welch Allyn Inc (ECRI) | N/A | Active | HQ
MPW3120 | Defibrillator, External, Auto | Defibrillators, External, Auto (ECRI) | ZOLL Medical Corp (ECRI) | AED Plus | AED Plus | ZOLL Medical Corp (ECRI) | X23L759709 | Active | HQ
MPW3121 | Hydrocollator | Moist Heat Therapy Pack Conditioners (ECRI) | Richmar (ECRI) | HT-TU-DLX | HydraTherm Deluxe | Richmar (ECRI) | TU24100005001472 | Active | HQ
MPW3122 | Nebulizer Compressor | Nebulizers (ECRI) | Henry Schein Inc (ECRI) | 112-7063 | 112-7063 | Henry Schein Inc (ECRI) | 240321001045 | Active | HQ
MPW3123 | Nebulizer | Nebulizers (ECRI) | PARI Respiratory (ECRI) | 310B0003 | Vios | PARI Respiratory (ECRI) | AD14G14869 | Active | HQ
MPW3124 | Defibrillator, External, Auto | Defibrillators, External, Auto (ECRI) | ZOLL Medical Corp (ECRI) | AED Plus | AED Plus | ZOLL Medical Corp (ECRI) | X19J214988 | Active | HQ
MPW3125 | Defibrillator, External, Auto | Defibrillators, External, Auto (ECRI) | ZOLL Medical Corp (ECRI) | AED Plus | AED Plus | ZOLL Medical Corp (ECRI) | X07C108361 | Active | HQ
MPW3127 | Dermatoscope | Dermatoscopes (ECRI) | Dermlite LLC | DL4 | Dermlite DL4 | Dermlite LLC | DL4K2199 | Active | HQ
MPW3128 | Ultrasonic Pocket Doppler | Detectors, Blood Flow, Ultrasonic (ECRI) | Edan Instruments Inc (ECRI) | SONOTRAX Lite | SONOTRAX Lite | Edan Instruments Inc (ECRI) | 560042-M24410890039 | Active | HQ
MPW3129 | Dynamometer, Hand Grip | Dynamometers, Hand Grip (ECRI) | ASP Global (ECRI) | JAMAR | JAMAR | ASP Global (ECRI) | 202401101265 | Active | HQ
MPW3130 | Scale, Patient, Floor | Scales, Floor (ECRI) | InBody Co Ltd (ECRI) | 120R | InBody120R | InBody Co Ltd (ECRI) | F724000048 | Active | HQ
MPW3131 | Vision/Eye Movement Analyzer | Analyzers, Physiologic, Visual Function, Eye Movement (ECRI) | FIM Medical (ECRI) | VT1 Master GT | VT1 Master GT | FIM Medical (ECRI) | US233126 | Active | HQ
MPW3132 | Disinfector, Ultrasound Probe | Disinfectors, Ultrasound Probes (ECRI) | Nanosonics (ECRI) | N05000-1 | trophon2 | Nanosonics (ECRI) | 143588-055 | Active | HQ
MPW3133 | Disinfector, Ultrasound Probe | Disinfectors, Ultrasound Probes (ECRI) | Nanosonics (ECRI) | N05000-1 | trophon2 | Nanosonics (ECRI) | 385047-007 | Active | HQ
MPW3134 | Sterilizing Unit, Tabletop | Sterilizing Units, Steam, Tabletop (ECRI) | Midmark Corp (ECRI) | M9-022 | M9 UltraClave | Midmark Corp (ECRI) | V1566587 | Active | HQ
MPW3135 | Sterilizing Unit, Tabletop | Sterilizing Units, Steam, Tabletop (ECRI) | Midmark Corp (ECRI) | M11 | M11 UltraClave | Midmark Corp (ECRI) | V713264 | Active | HQ
MPW3136 | Sterilizing Unit, Tabletop | Sterilizing Units, Steam, Tabletop (ECRI) | Midmark Corp (ECRI) | M11 | M11 UltraClave |  | ES006055 | Active | HQ
MPW3137 | Sterilizing Unit, Tabletop | Sterilizing Units, Steam, Tabletop (ECRI) | Midmark Corp (ECRI) | M11 | M11 UltraClave | Midmark Corp (ECRI) | V1679728 | Active | HQ
MPW3141 | Sterilizing Unit, Tabletop | Sterilizing Units, Steam, Tabletop (ECRI) | Midmark Corp (ECRI) | M11 | M11 UltraClave | Midmark Corp (ECRI) | V732006 | Active | HQ
MPW3142 | Electrocardiograph Unit | Electrocardiographs, Multichannel (ECRI) | Welch Allyn Inc (ECRI) | ELI 280 | ELI 280 | BURDICK CORP DIV SIEMENS CORP | 117460595825 | Active | HQ
MPW3143 | Module, Electrocardiograph | Modules, Electrocardiographs (ECRI) | Welch Allyn Inc (ECRI) | AM12 | AM12 | Welch Allyn Inc (ECRI) | 124020000277 | Active | HQ
MPW3144 | Electrocardiograph Unit | Electrocardiographs, Multichannel (ECRI) | Welch Allyn Inc (ECRI) | ELI 380 | ELI 380 | Welch Allyn Inc (ECRI) | 124250000653 | Active | HQ
MPW3145 | Monitor, Fetal | Monitors, Fetal (ECRI) | Cooper Surgical Inc (ECRI) | 902300 | Fetal2EMR | Cooper Surgical Inc (ECRI) | 330070-M14100780054 | Active | HQ
MPW3146 | Monitor, Blood Pressure | Monitors, Blood Pressure (ECRI) | Welch Allyn Inc (ECRI) | ProBP 3400 | ProBP 3400 | Welch Allyn Inc (ECRI) | 100014990824 | Active | HQ
MPW3147 | Table, Examination/Treatment | Tables, Examination/Treatment (ECRI) | Midmark Corp (ECRI) | 204-011 | 204-011 | Midmark Corp (ECRI) | V2152100 | Active | HQ
MPW3148 | Table, Examination/Treatment | Tables, Examination/Treatment (ECRI) | Midmark Corp (ECRI) | 204-011 | 204-011 | Midmark Corp (ECRI) | V2166434 | Active | HQ
MPW3149 | Table, Imaging, Ultrasound | Tables, Imaging, Ultrasound (ECRI) | Oakworks Inc (ECRI) | USG3 | USG3 | Oakworks Inc (ECRI) | USW790230 | Active | HQ
MPW3150 | Audiometer | Audiometers (ECRI) | MAICO Diagnostics (ECRI) | MA25 | MA25 | MAICO Diagnostics (ECRI) | MA9056819 | Active | HQ
MPW3151 | Defibrillator | Defibrillators (ECRI) | ZOLL Medical Corp (ECRI) | R Series ALS | R Series ALS | ZOLL Medical Corp (ECRI) | AF24L182410 | Active | HQ
MPW3153 | Scale, Floor | Scales, Floor (ECRI) | Detecto Scale Co (ECRI) | 500KL | 500KL | Pelstar (Health-O-Meter)(ECRI) | 5001122223887 | Active | HQ
MPW3154 | Electrocardiograph Unit | Electrocardiographs, Multichannel (ECRI) | Welch Allyn Inc (ECRI) | ELI 380 | ELI 380 | Welch Allyn Inc (ECRI) | 124250000672 | Active | HQ
MPW3155 | Scale, Floor | Scales, Floor (ECRI) | Seca NA (ECRI) | 769 | 769 | Seca NA (ECRI) | 5769142169300 | Active | HQ
MPW3156 | Scale, Floor | Scales, Floor (ECRI) | Seca NA (ECRI) | 769 | 769 | Seca NA (ECRI) | 5769158160649 | Active | HQ
MPW3157 | Scale, Floor | Scales, Floor (ECRI) | Detecto Scale Co (ECRI) | 500KL | 500KL | Pelstar (Health-O-Meter)(ECRI) | 5000023787 | Active | HQ
MPW3158 | Scale, Floor | Scales, Floor (ECRI) | Seca NA (ECRI) | 769 | 769 | Seca NA (ECRI) | 100000003090568 | Active | HQ
MPW3159 | Chair, Examination/Treatment | Chairs, Examination/Treatment (ECRI) | Midmark Corp (ECRI) | 224-002 | 224-002 | Midmark Corp (ECRI) | V2186220 | Active | HQ
MPW3160 | GS Integrated Wall System | Ophthalmoscope/Otoscopes (ECRI) | Welch Allyn Inc (ECRI) | 901093 | Green Series 777 | Welch Allyn Inc (ECRI) | N/A | Active | HQ
MPW3161 | Mechanic Pinch Gauge | Pinch Gauge | Fabrication Enterprises (ECRI) | 12-0200 | Baseline | Fabrication Enterprises (ECRI) | 1263240488 | Active | HQ
MPW3162 | Light, Examination | Lights, Examination (ECRI) | Welch Allyn Inc (ECRI) | 444XX | Green Series 300 | Welch Allyn Inc (ECRI) | 409447 | Active | HQ
MPW3163 | EEG SYSTEM | EEG MACHINE | Natus Medical Inc (ECRI) | 16862 | NEUROWORKS | Natus Medical Inc (ECRI) | CR8Z7B3 | Active | HQ
MPW3164 | Electrocardiograph, Portable | Electrocardiographs, Multichannel (ECRI) | Midmark Corp (ECRI) | IQecg | IQecg | Midmark Corp (ECRI) | 476974 | Active | HQ
MPW3165 | Defibrillator, External, Auto | Defibrillators, External, Auto (ECRI) | ZOLL Medical Corp (ECRI) | AED Plus | AED Plus | ZOLL Medical Corp (ECRI) | 00847946002152 | Active | HQ
MPW3166 | Defibrillator, External, Auto | Defibrillators, External, Auto (ECRI) | ZOLL Medical Corp (ECRI) | AED Plus | AED Plus | ZOLL Medical Corp (ECRI) | X24F824777 | Active | HQ
MPW3168 | Electrocardiograph Unit | Electrocardiographs, Multichannel (ECRI) | Welch Allyn Inc (ECRI) | ELI 280 | ELI 280 | BURDICK CORP DIV SIEMENS CORP | 114350227-188 | Active | HQ
MPW3169 | Module, Electrocardiograph | Modules, Electrocardiographs (ECRI) | Welch Allyn Inc (ECRI) | WAM | EKG WAM | Mortara Instrument Inc | 114310222897 | Active | HQ
MPW3170 | Electrocardiograph Unit | Electrocardiographs, Multichannel (ECRI) | Welch Allyn Inc (ECRI) | ELI 380 | ELI 380 | Welch Allyn Inc (ECRI) | 124250000671 | Active | HQ
MPW3171 | Stress Exercise, Cardiac | Stress Exercise, Cardiac (ECRI) | GE Healthcare (ECRI) | CASE V6.7 | CASE V6.7 | GE Healthcare (ECRI) | STA2203006SA | Active | HQ
MPW3172 | Module, Electrocardiograph | Modules, Electrocardiographs (ECRI) | Welch Allyn Inc (ECRI) | WAM | EKG WAM | Welch Allyn Inc (ECRI) | 121260001127 | Active | HQ
MPW3173 | Scale | Scales (ECRI) | Adam Equipment Inc (ECRI) | CPWplus 75 | CPWplus 75 | Adam Equipment Inc (ECRI) | AE630F236278 | Active | HQ
MPW3174 | Module, Electrocardiograph | Modules, Electrocardiographs (ECRI) | Welch Allyn Inc (ECRI) | WAM | EKG WAM | Welch Allyn Inc (ECRI) | 124310001117 | Active | HQ
MPW3175 | Centrifuge | Centrifuges, Tabletop (ECRI) | UNICO (ECRI) | C856 | PowerSpin LX | UNICO (ECRI) | LT2208896 | Active | HQ
MPW3176 | Refrigerator | Refrigerators (ECRI) | Hisense USA (ECRI) | RR44D6ASE | RR44D6ASE | Hisense USA (ECRI) | 1B0122Z0007JB85YJE10383 | Active | HQ
MPW3177 | Audiometer | Audiometers (ECRI) | MAICO Diagnostics (ECRI) | MA25 | MA25 | MAICO Diagnostics (ECRI) | MA9085987 | Active | HQ
MPW3178 | Scale, Floor | Scales, Floor (ECRI) | Pelstar (Health-O-Meter)(ECRI) | 500KL | 500KL | Pelstar (Health-O-Meter)(ECRI) | 5003224268952 | Active | HQ
MPW3179 | Chair, Examination/Treatment | Chairs, Examination/Treatment (ECRI) | Midmark Corp (ECRI) | 626-001 | 626-001 | Midmark Corp (ECRI) | V2772961 | Active | HQ
MPW3180 | Thermometer, Electronic | Thermometers, Electronic (ECRI) | Welch Allyn Inc (ECRI) | 690 | SureTemp Plus | Welch Allyn Inc (ECRI) | 24520114 | Active | HQ
MPW3181 | Chair, Examination/Treatment | Chairs, Examination/Treatment (ECRI) | Midmark Corp (ECRI) | 626-001 | 626-001 | Midmark Corp (ECRI) | V2772183 | Active | HQ
MPW3182 | Scale, Floor | Scales, Floor (ECRI) | Pelstar (Health-O-Meter)(ECRI) | 500KL | 500KL | Pelstar (Health-O-Meter)(ECRI) | 5003224268964 | Active | HQ
MPW3183 | Thermometer, Electronic | Thermometers, Electronic (ECRI) | Welch Allyn Inc (ECRI) | 690 | SureTemp Plus | Welch Allyn Inc (ECRI) | 24520098 | Active | HQ
MPW3184 | GS Integrated Wall System | Otoscopes (ECRI) | Hillrom Co Inc (ECRI) | 408282 | Green Series 777 | Hillrom Co Inc (ECRI) | Not Available | Active | HQ
MPW3185 | Thermometer, Electronic | Thermometers, Electronic (ECRI) | Welch Allyn Inc (ECRI) | 690 | SureTemp Plus | Welch Allyn Inc (ECRI) | 24520097 | Active | HQ
MPW3186 | Scale, Floor | Scales, Floor (ECRI) | Pelstar (Health-O-Meter)(ECRI) | 500KL | 500KL | Pelstar (Health-O-Meter)(ECRI) | 5003224268956 | Active | HQ
MPW3187 | GS Integrated Wall System | Otoscopes (ECRI) | Hillrom Co Inc (ECRI) | 408282 | Green Series 777 | Hillrom Co Inc (ECRI) | Not Available | Active | HQ
MPW3188 | GS Integrated Wall System | Otoscopes (ECRI) | Hillrom Co Inc (ECRI) | 408282 | Green Series 777 | Hillrom Co Inc (ECRI) | Not Available | Active | HQ
MPW3189 | Thermometer, Electronic | Thermometers, Electronic (ECRI) | Welch Allyn Inc (ECRI) | 690 | SureTemp Plus | Welch Allyn Inc (ECRI) | 24520059 | Active | HQ
MPW3190 | Scale, Floor | Scales, Floor (ECRI) | Pelstar (Health-O-Meter)(ECRI) | 500KL | 500KL | Pelstar (Health-O-Meter)(ECRI) | 5003224268955 | Active | HQ
MPW3192 | GS Integrated Wall System | Otoscopes (ECRI) | Hillrom Co Inc (ECRI) | 408282 | Green Series 777 | Hillrom Co Inc (ECRI) | Not Available | Active | HQ
MPW3193 | Thermometer, Electronic | Thermometers, Electronic (ECRI) | Welch Allyn Inc (ECRI) | 690 | SureTemp Plus | Welch Allyn Inc (ECRI) | 24520105 | Active | HQ
MPW3194 | Scale, Floor | Scales, Floor (ECRI) | Pelstar (Health-O-Meter)(ECRI) | 500KL | 500KL | Pelstar (Health-O-Meter)(ECRI) | 5003224268948 | Active | HQ
MPW3195 | Table, Examination/Treatment | Tables, Examination/Treatment (ECRI) | Midmark Corp (ECRI) | 204 | 204 | Midmark Corp (ECRI) | V1534407 | Active | HQ
MPW3196 | GS Integrated Wall System | Otoscopes (ECRI) | Hillrom Co Inc (ECRI) | 408282 | Green Series 777 | Hillrom Co Inc (ECRI) | Not Available | Active | HQ
MPW3197 | Chair, Examination/Treatment | Chairs, Examination/Treatment (ECRI) | Midmark Corp (ECRI) | 626-001 | 626-001 | Midmark Corp (ECRI) | V2772055 | Active | HQ
MPW3198 | GS Integrated Wall System | Otoscopes (ECRI) | Hillrom Co Inc (ECRI) | 408282 | Green Series 777 | Hillrom Co Inc (ECRI) | Not Available | Active | HQ
MPW3199 | Thermometer, Electronic | Thermometers, Electronic (ECRI) | Welch Allyn Inc (ECRI) | 690 | SureTemp Plus | Welch Allyn Inc (ECRI) | 24513995 | Active | HQ
MPW3200 | Scale, Floor | Scales, Floor (ECRI) | Pelstar (Health-O-Meter)(ECRI) | 500KL | 500KL | Pelstar (Health-O-Meter)(ECRI) | 5003224268453 | Active | HQ
MPW3201 | Scale, Floor | Scales, Floor (ECRI) | Pelstar (Health-O-Meter)(ECRI) | 500KL | 500KL | Pelstar (Health-O-Meter)(ECRI) | 5003224269042 | Active | HQ
MPW3202 | Chair, Examination/Treatment | Chairs, Examination/Treatment (ECRI) | Midmark Corp (ECRI) | 626-001 | 626-001 | Midmark Corp (ECRI) | V2772942 | Active | HQ
MPW3203 | Scale, Floor | Scales, Floor (ECRI) | Pelstar (Health-O-Meter)(ECRI) | 500KL | 500KL | Pelstar (Health-O-Meter)(ECRI) | 5003224268967 | Active | HQ
MPW3204 | GS Integrated Wall System | Otoscopes (ECRI) | Hillrom Co Inc (ECRI) | 408282 | Green Series 777 | Hillrom Co Inc (ECRI) | Not Available | Active | HQ
MPW3205 | Thermometer, Electronic | Thermometers, Electronic (ECRI) | Welch Allyn Inc (ECRI) | 690 | SureTemp Plus | Welch Allyn Inc (ECRI) | 24520041 | Active | HQ
MPW3208 | Sphygmomanometer | Sphygmomanometers (ECRI) | Hillrom Co Inc (ECRI) | CE0297 | CE0297 | Hillrom Co Inc (ECRI) | 250114121520 | Active | HQ
MPW3209 | Sphygmomanometer | Sphygmomanometers (ECRI) | Hillrom Co Inc (ECRI) | CE0297 | CE0297 | Hillrom Co Inc (ECRI) | 250114112540 | Active | HQ
MPW3210 | Sphygmomanometer | Sphygmomanometers (ECRI) | Hillrom Co Inc (ECRI) | CE0297 | CE0297 | Hillrom Co Inc (ECRI) | 250114120750 | Active | HQ
MPW3211 | Sphygmomanometer | Sphygmomanometers (ECRI) | Hillrom Co Inc (ECRI) | CE0297 | CE0297 | Hillrom Co Inc (ECRI) | 250114132350 | Active | HQ
MPW3212 | Sphygmomanometer | Sphygmomanometers (ECRI) | Hillrom Co Inc (ECRI) | CE0297 | CE0297 | Hillrom Co Inc (ECRI) | 250114105240 | Active | HQ
MPW3213 | Sphygmomanometer | Sphygmomanometers (ECRI) | Hillrom Co Inc (ECRI) | CE0297 | CE0297 | Hillrom Co Inc (ECRI) | 250114121230 | Active | HQ
MPW3214 | Sphygmomanometer | Sphygmomanometers (ECRI) | Hillrom Co Inc (ECRI) | CE0297 | CE0297 | Hillrom Co Inc (ECRI) | 250114123100 | Active | HQ
MPW3218 | Upright Freezer | Freezers (ECRI) | Absocold Corp (ECRI) | AFD502MW21R | AFD502MW21R | DJO Global Inc (ECRI) | 240600211 | Active | HQ
MPW3219 | Electrocardiograph, Portable | Electrocardiographs, Multichannel (ECRI) | Midmark Corp (ECRI) | IQecg | IQecg | Midmark Corp (ECRI) | 464718 | Active | HQ
MPW3223 | Reader, Biological Indicator | Readers, Biological Indicator (ECRI) | 3M Health Care (ECRI) | 490M | Attest Auto-Reader | 3M Health Care (ECRI) | 519831 | Active | HQ
MPW3224 | Monitor, Blood Pressure | Monitors, Blood Pressure (ECRI) | Welch Allyn Inc (ECRI) | ProBP 3400 | ProBP 3400 | Welch Allyn Inc (ECRI) | 100009924224 | Active | HQ
MPW3225 | Module, Electrocardiograph | Modules, Electrocardiographs (ECRI) | Welch Allyn Inc (ECRI) | AM12 | AM12 | Welch Allyn Inc (ECRI) | 120150001073 | Active | HQ
MPW3226 | Monitor, Vital Signs | Monitors, Vital Signs (ECRI) | Welch Allyn Inc (ECRI) | 75MT | Connex Spot Monitor | Welch Allyn Inc (ECRI) | 100022691322 | Active | HQ
MPW3227 | Scale, Floor | Scales, Floor (ECRI) | Doran Scales Inc (ECRI) | DS7060 | HandRail Scale | Doran Scales Inc (ECRI) | DS24420074 | Active | HQ
MPW3228 | Chair, Examination/Treatment | Chairs, Examination/Treatment (ECRI) | Midmark Corp (ECRI) | 626-001 | 626-001 | Midmark Corp (ECRI) | V2763193 | Active | HQ
MPW3229 | Audiometer | Audiometers (ECRI) | Welch Allyn Inc (ECRI) | 23301 | AudioScope 3 | Welch Allyn Inc (ECRI) | 0300609 | Active | HQ
MPW3230 | Scale, Floor | Scales, Floor (ECRI) | Seca NA (ECRI) | 769 | 769 | Seca NA (ECRI) | 10000001095418 | Active | HQ
MPW3231 | Chair, Examination/Treatment | Chairs, Examination/Treatment (ECRI) | Midmark Corp (ECRI) | 224-002 | 224-002 | Midmark Corp (ECRI) | V2585580 | Active | HQ
MPW3232 | Sphygmomanometer | Sphygmomanometers (ECRI) | Hillrom Co Inc (ECRI) | CE0297 | CE0297 | Hillrom Co Inc (ECRI) | 230403162740 | Active | HQ
MPW3233 | GS Integrated Wall System | Otoscopes (ECRI) | Hillrom Co Inc (ECRI) | 408282 | Green Series 777 | Hillrom Co Inc (ECRI) | N/A | Active | HQ
MPW3234 | Thermometer, Electronic | Thermometers, Electronic (ECRI) | Welch Allyn Inc (ECRI) | 690 | SureTemp Plus | Welch Allyn Inc (ECRI) | 23038567 | Active | HQ
MPW3235 | Doppler, Blood Flow | Detectors, Blood Flow, Ultrasonic (ECRI) | Cooper Surgical Inc (ECRI) | L250 | LifeDop L250 | Cooper Surgical Inc (ECRI) | 250214-125824 | Active | HQ
MPW3236 | Light, Examination | Lights, Examination (ECRI) | Midmark Corp (ECRI) | 250-002 | 250-002 | Midmark Corp (ECRI) | N/A | Active | HQ
MPW3237 | Light, Examination | Lights, Examination (ECRI) | Midmark Corp (ECRI) | 250-002 | 250-002 | Midmark Corp (ECRI) | N/A | Active | HQ