## Mass Assets - 1628
TAG_NUMBER | DESCRIPTION | TYPE_DESC | MANUFACTURER_DESC | MODEL_NUM | EQU_MODEL_NAME | ORIG_MANUFACTURER_DESC | SERIAL_NUM | EQU_STATUS_DESC | FACILITY
SH00001 | Light, Surgical | Lights, Surgical (ECRI) | Skytron LLC (ECRI) | Stellar XL | Stellar XL | Skytron LLC (ECRI) | 015967/015971 | Active | SHARON
SH00002 | Thermometer, Electronic | Thermometers, Electronic (ECRI) | Welch Allyn Inc (ECRI) | 690 | SureTemp Plus | Welch Allyn Inc (ECRI) | 09423243 | Active | SHARON
SH00003 | Light, Surgical | Lights, Surgical (ECRI) | Skytron LLC (ECRI) | Stellar XL | Stellar XL | Skytron LLC (ECRI) | 2016-10-0311 | Active | SHARON
SH00004 | Light, Surgical | Lights, Surgical (ECRI) | Skytron LLC (ECRI) | Stellar XL | Stellar XL | Skytron LLC (ECRI) | Not Available | Active | SHARON
SH00005 | Fetal Doppler | Detectors, Fetal Heart, Ultrasonic (ECRI) | Huntleigh Diagnostics (ECRI) | FD3 | Fetal Dopplex III | Huntleigh Diagnostics (ECRI) | Not Available | Active | SHARON
SH00006 | Monitor, Patient Transport | Monitors, Patient Transport (ECRI) | GE Healthcare (ECRI) | DASH 4000 | DASH 4000 | GE Healthcare (ECRI) | SBG07111123GA | Active | SHARON
SH00007 | Warming Unit, Infant, Radiant | Warming Units, Infant, Radiant (ECRI) | GE Healthcare (ECRI) | Panda iRES | Panda iRES | GE Healthcare (ECRI) | HDJU60922 | Active | SHARON
SH00008 | Oximeter, Pulse | Oximeters, Pulse (ECRI) | Masimo Corp (ECRI) | Radical 7 | Radical 7 | Masimo Corp (ECRI) | 1000041987 | Active | SHARON
SH00009 | Regulator, Suction | Regulators, Suction (ECRI) | GE Datex-Ohmeda Inc (ECRI) | 6-1224 | 6-1224 | GE Datex-Ohmeda Inc (ECRI) | GFFY09978 | Active | SHARON
SH00010 | Regulator, Suction | Regulators, Suction (ECRI) | GE Datex-Ohmeda Inc (ECRI) | 6-1224 | 6-1224 | GE Datex-Ohmeda Inc (ECRI) | GFHL03638 | Active | SHARON
SH00011 | Intermittent Compression Unit | Compression Units (ECRI) | Covidien Inc (ECRI) | 29525 | Kendall SCD 700 | Covidien Inc (ECRI) | V1310550SX | Active | SHARON
SH00012 | Surgical Smoke Evacuator | Smoke Evacuation Systems, Surgical (ECRI) | CONMED Corp (ECRI) | VC120 | VisiClear | CONMED Corp (ECRI) | 21291904 | Active | SHARON
SH00013 | Electrosurgical Unit | Electrosurgical Units, Monopolar/Bipolar (ECRI) | Covidien Inc (ECRI) | Force FX | Force FX | Covidien Inc (ECRI) | C-F5E-38347A | Active | SHARON
SH00014 | Warming Unit, Patient | Warming Units, Patient, Forced-Air (ECRI) | 3M Health Care (ECRI) | 775 | Bair Hugger 775 | 3M Health Care (ECRI) | 021413 | Active | SHARON
SH00016 | Hand/Remote Control | Hand/Remote Control (ECRI) | STERIS Corp (ECRI) | 3080 RL/SP | 3080 RL/SP | STERIS Corp (ECRI) | 7011721042 | Active | SHARON
SH00017 | Anesthesia Unit | Anesthesia Units (ECRI) | GE Datex-Ohmeda Inc (ECRI) | 1006-9305-000 | Aestiva/5 7900 | GE Datex-Ohmeda Inc (ECRI) | AMRG01168 | Active | SHARON
SH00018 | Anesthesia Unit Vaporizer | Anesthesia Unit Vaporizers (ECRI) | GE Datex-Ohmeda Inc (ECRI) | TEC 6 PLUS | TEC 6 PLUS | GE Datex-Ohmeda Inc (ECRI) | AESS48046 | Active | SHARON
SH00019 | Anesthesia Unit Vaporizer | Anesthesia Unit Vaporizers (ECRI) | GE Datex-Ohmeda Inc (ECRI) | TEC 7 | TEC 7 | Baxter Healthcare Corp (ECRI) | BEJR07193 | Active | SHARON
SH00020 | Not Available | Not Available | Not Available | Not Available | Not Available | Not Available | Not Available | Active | SHARON
SH00022 | Module, Housing | Modules, Housings (ECRI) | GE Healthcare (ECRI) | TRAM RAC 4A | TRAM RAC 4A | GE Healthcare (ECRI) | B36T6953G | Active | SHARON
SH00023 | Printer/Graphic Recorder | Printer/Graphic Recorders (ECRI) | GE Healthcare (ECRI) | PRN50-M | PRN50-M | GE Healthcare (ECRI) | RPV05424569GA | Active | SHARON
SH00024 | Monitor, Patient | Monitors, Patient (ECRI) | DELL | Not Available | Not Available | DELL | CN-0U072N-64180-99F-10JS | Active | SHARON
SH00025 | Aspirator, Uterine | Aspirators, Uterine (ECRI) | Olympus America Inc (ECRI) | VC-10 | Berkeley VC-10 | Olympus America Inc (ECRI) | N556334-3 | Active | SHARON
SH00026 | Surgical Smoke Evacuator | Smoke Evacuation Systems, Surgical (ECRI) | CONMED Corp (ECRI) | AER Defense | AER Defense | CONMED Corp (ECRI) | 09KCA053 | Active | SHARON
SH00027 | Hysteroscopic Morcellator | Morcellators (ECRI) | Covidien Inc (ECRI) | 7209808 | TruClear | Covidien Inc (ECRI) | YF1094 | Active | SHARON
SH00028 | RF Generator | Radiofrequency Therapy Systems, Tissue Ablation (ECRI) | Smith & Nephew Inc Endo (ECRI) | 7210812 | Vulcan | Smith & Nephew Inc Endo (ECRI) | ZL3826 | Active | SHARON
SH00029 | Footswitch | Footswitches (ECRI) | Arthrocare Corp (ECRI) | 10863 | 10863 | Arthrocare Corp (ECRI) | Not Available | Active | SHARON
SH00030 | Footswitch | Footswitches (ECRI) | LineMaster Switch Corp (ECRI) | Not Available | Not Available | LineMaster Switch Corp (ECRI) | Not Available | Active | SHARON
SH00031 | Stereotactic System - Hip | Stereotactic Systems (ECRI) | Intellijoint Surgical (ECRI) | 000-0250 | 000-0250 | Intellijoint Surgical (ECRI) | 11723-002 | Active | SHARON
SH00032 | Irrigation, Hysteroscopic | Irrigation/Distention Systems, Hysteroscopic (ECRI) | Covidien Inc (ECRI) | 72205000 | HysteroLux | Covidien Inc (ECRI) | 2109CE0755 | Active | SHARON
SH00033 | TruClear Footswitch | Footswitches (ECRI) | Covidien Inc (ECRI) | 7209820 | 7209820 | Covidien Inc (ECRI) | YG1330 | Active | SHARON
SH00034 | Continuous Vacuum Regulator | Regulators, Suction (ECRI) | Precision Medical Inc (ECRI) | PM36EPCME | PM36EPCME | Precision Medical Inc (ECRI) | 00009468 | Active | SHARON
SH00035 | RF Controller | Radiofrequency Therapy Systems, Tissue Ablation, Endometrial (ECRI) | Hologic Inc (ECRI) | RFC2009-115 | Novasure Model 09 | Hologic Inc (ECRI) | CSP4097 | Active | SHARON
SH00036 | RF Controller | Radiofrequency Therapy Systems, Tissue Ablation, Endometrial (ECRI) | Hologic Inc (ECRI) | RFC2010-115 | Novasure Model 10 | Hologic Inc (ECRI) | 38622J17D0 | Active | SHARON
SH00037 | Footswitches | Footswitches (ECRI) | Hologic Inc (ECRI) | Not Available | Not Available | Herga | 6210-0001 | Active | SHARON
SH00038 | Electrosurgical Unit | Electrosurgical Units (ECRI) | Olympus America Inc (ECRI) | X-30 | Bovie X-30 | MAXXIM MEDICAL | MX2299047 | Active | SHARON
SH00039 | Monopolar Footswitch | Footswitches (ECRI) | Medtrex Inc | Not Available | Not Available | Medtrex Inc | MF2599029 | Active | SHARON
SH00040 | Bipolar Footswitch | Footswitches (ECRI) | Medtrex Inc | Not Available | Not Available | Medtrex Inc | BF2599002 | Active | SHARON
SH00041 | Harmonic Scalpel Generator | Electrosurgical Units, Bipolar (ECRI) | Ethicon Endo-Surgery Inc(ECRI) | GEN11 | GEN11 | Ethicon Endo-Surgery Inc(ECRI) | 1111143768 | Active | SHARON
SH00042 | Dual Microscope | Microscopes, Laboratory (ECRI) | Frigitronics (ECRI) | 45C550 | 45C550 | Frigitronics (ECRI) | 1-8829 | Active | SHARON
SH00043 | Irrigation System | Irrigation/Distention Systems, Arthroscopic (ECRI) | CONMED Corp (ECRI) | 10k Arthroscopy Pump | 10k Arthroscopy Pump | CONMED Corp (ECRI) | 2012-1123 | Active | SHARON
SH00044 | Coagulator, ESU | Electrosurgical Units, Monopolar/Bipolar (ECRI) | Erbe USA Inc (ECRI) | VIO 300 D | VIO 300 D | Erbe USA Inc (ECRI) | 11392635 | Active | SHARON
SH00045 | Adapter Bipolar Resection | Electrosurgical Unit Adapters (ECRI) | Erbe USA Inc (ECRI) | 20183-110 | Adapter Bipolar | Erbe USA Inc (ECRI) | 11391259 | Active | SHARON
SH00046 | Footswitch | Footswitches (ECRI) | Erbe USA Inc (ECRI) | 20189-304 | 20189-304 | Erbe USA Inc (ECRI) | Not Available | Active | SHARON
SH00047 | Irrigation/Distention System | Irrigation/Distention Systems (ECRI) | Hologic Inc (ECRI) | AQL100P | AQL100P | Hologic Inc (ECRI) | 1301CE601 | Active | SHARON
SH00048 | Morcellator | Morcellators (ECRI) | Hologic Inc (ECRI) | 10-550 | MyoSure Controller | Hologic Inc (ECRI) | H4949I16D0 | Active | SHARON
SH00049 | Irrigation System | Irrigation/Distention Systems, Arthroscopic (ECRI) | CONMED Corp (ECRI) | 10k Arthroscopy Pump | 10k Arthroscopy Pump | CONMED Corp (ECRI) | 2011-0538 | Active | SHARON
SH00050 | Warming Units, Blood/Solution | Warming Units, Blood/Solution (ECRI) | 3M Health Care (ECRI) | 247 | Ranger | Arizant Healthcare (ECRI) | 00820 | Active | SHARON
SH00051 | Light, Surgical | Lights, Surgical (ECRI) | Skytron LLC (ECRI) | Stellar XL | Stellar XL | Skytron LLC (ECRI) | 2017-04-0621 | Active | SHARON
SH00052 | Light, Surgical | Lights, Surgical (ECRI) | Skytron LLC (ECRI) | Stellar XL | Stellar XL | Skytron LLC (ECRI) | 2017-04-0623 | Active | SHARON
SH00053 | Light, Surgical | Lights, Surgical (ECRI) | Skytron LLC (ECRI) | Stellar XL | Stellar XL | Skytron LLC (ECRI) | Not Available | Active | SHARON
SH00054 | Regulator, Suction | Regulators, Suction (ECRI) | GE Datex-Ohmeda Inc (ECRI) | 6-1224 | 6-1224 | GE Datex-Ohmeda Inc (ECRI) | GFFY08884 | Active | SHARON
SH00055 | Regulator, Suction | Regulators, Suction (ECRI) | GE Datex-Ohmeda Inc (ECRI) | 6-1224 | 6-1224 | GE Datex-Ohmeda Inc (ECRI) | GFHL03631 | Active | SHARON
SH00056 | Surgical Smoke Evacuator | Smoke Evacuation Systems, Surgical (ECRI) | CONMED Corp (ECRI) | VC120 | VisiClear | Buffalo Filter LLC | VC01837 | Active | SHARON
SH00057 | Electrosurgical Unit | Electrosurgical Units, Monopolar/Bipolar (ECRI) | Covidien Inc (ECRI) | Force FX | Force FX | Valley Lab Inc | C-F5D-38091A | Active | SHARON
SH00058 | Intermittent Compression Unit | Compression Units (ECRI) | Covidien Inc (ECRI) | 29525 | Kendall SCD 700 | Covidien Inc (ECRI) | V1200140CX | Active | SHARON
SH00059 | Warming Unit, Patient | Warming Units, Patient, Forced-Air (ECRI) | 3M Health Care (ECRI) | 775 | Bair Hugger 775 | 3M Health Care (ECRI) | 080589 | Active | SHARON
SH00061 | Microscope, Surgical | Microscopes, Operating/Surgical (ECRI) | Leica Microsystems Inc (ECRI) | M844 F40 | M844 F40 | Leica Microsystems Inc (ECRI) | 091009001 | Active | SHARON
SH00062 | Anesthesia Unit | Anesthesia Units (ECRI) | Draeger Inc (ECRI) | Perseus A500 | Perseus A500 | Draeger Inc (ECRI) | ASRL-0124 | Active | SHARON
SH00063 | Anesthesia Unit Vaporizer | Anesthesia Unit Vaporizers (ECRI) | Draeger Inc (ECRI) | M36500 | Vapor 3000 | Draeger Inc (ECRI) | ASRJ-0804 | Active | SHARON
SH00065 | Regulator, Suction | Regulators, Suction (ECRI) | Draeger Inc (ECRI) | PM3100 | Vacuum | Draeger Inc (ECRI) | DR0050S4A | Active | SHARON
SH00066 | Footswitch | Footswitches (ECRI) | Leica Microsystems Inc (ECRI) | 10448164 | 10448164 | Leica Microsystems Inc (ECRI) | 040214001 | Active | SHARON
SH00068 | Monitor, Patient | Monitors, Patient (ECRI) | Draeger Inc (ECRI) | MK06440-14 | MK06440-14 | Draeger Inc (ECRI) | ASRJ-0290 | Active | SHARON
SH00071 | Module, Multiparameter | Modules, Multiparameter (ECRI) | GE Healthcare (ECRI) | TRAM 451N | TRAM 451N | GE Healthcare (ECRI) | H1TW0055GRU | Active | SHARON
SH00072 | Module, Anesthetic Gas | Modules, Anesthetic Gas (ECRI) | GE Healthcare (ECRI) | SAM | SAM | GE Healthcare (ECRI) | J1C94912GR | Active | SHARON
SH00073 | Regulator, Suction | Regulators, Suction (ECRI) | Genstar Technologies Inc (ECRI | 881VR-300D-OH-D | GENTEC | Genstar Technologies Inc (ECRI | Not Available | Active | SHARON
SH00074 | Table, Operating/Surgical | Tables, Operating/Surgical (ECRI) | Skytron LLC (ECRI) | 6700B | Hercules | Skytron LLC (ECRI) | 6700B-6B-352 | Active | SHARON
SH00075 | Hand/Remote Control | Hand/Remote Control (ECRI) | Skytron LLC (ECRI) | 6700 Series | 6700 Series | Skytron LLC (ECRI) | Not Available | Active | SHARON
SH00076 | Electrical Power Strip | Power Strips, Electrical (ECRI) | Draeger Inc (ECRI) | 2609000 | 2609000 | Draeger Inc (ECRI) | Not Available | Active | SHARON
SH00077 | Presurgical Hair Vacuum | Vacuum Cleaners (ECRI) | BD (ECRI) | 5500E | ClipVac | BD (ECRI) | Not Available | Active | SHARON
SH00078 | Arthroscopic Shaver System | Arthroscopic Shaver Systems (ECRI) | Smith & Nephew Inc Endo (ECRI) | Dyonics Power II | Dyonics Power II | Smith & Nephew Inc Endo (ECRI) | AAX5656 | Active | SHARON
SH00079 | Printer | Printers, Video (ECRI) | Sony Electronics (ECRI) | UP-DR80MD | UP-DR80MD | Sony Electronics (ECRI) | 738320 | Active | SHARON
SH00080 | Light Source | Light Sources (ECRI) | CONMED Corp (ECRI) | LS8000 | Direct LED | CONMED Corp (ECRI) | 17470399 | Active | SHARON
SH00081 | Light, Surgical | Lights, Surgical (ECRI) | Skytron LLC (ECRI) | Stellar XL | Stellar XL | Skytron LLC (ECRI) | Not Available | Active | SHARON
SH00082 | Light, Surgical | Lights, Surgical (ECRI) | Skytron LLC (ECRI) | Stellar XL | Stellar XL | Skytron LLC (ECRI) | Not Available | Active | SHARON
SH00083 | Light, Surgical | Lights, Surgical (ECRI) | Skytron LLC (ECRI) | Stellar XL | Stellar XL | Skytron LLC (ECRI) | Not Available | Active | SHARON
SH00084 | Regulator, Suction | Regulators, Suction (ECRI) | GE Datex-Ohmeda Inc (ECRI) | 6-1224 | 6-1224 | GE Datex-Ohmeda Inc (ECRI) | GFHL03633 | Active | SHARON
SH00085 | Regulator, Suction | Regulators, Suction (ECRI) | GE Datex-Ohmeda Inc (ECRI) | 6-1224 | 6-1224 | GE Datex-Ohmeda Inc (ECRI) | GFFY08885 | Active | SHARON
SH00086 | Surgical Smoke Evacuator | Smoke Evacuation Systems, Surgical (ECRI) | CONMED Corp (ECRI) | VC120 | VisiClear | CONMED Corp (ECRI) | VC01853 | Active | SHARON
SH00087 | Intermittent Compression Unit | Compression Units (ECRI) | Covidien Inc (ECRI) | 29525 | Kendall SCD 700 | Covidien Inc (ECRI) | V1302216CX | Active | SHARON
SH00088 | Warming Unit, Patient | Warming Units, Patient, Forced-Air (ECRI) | 3M Health Care (ECRI) | 775 | Bair Hugger 775 | 3M Health Care (ECRI) | 127525 | Active | SHARON
SH00089 | Electrosurgical Unit | Electrosurgical Units, Monopolar/Bipolar (ECRI) | Covidien Inc (ECRI) | Force FX | Force FX | Covidien Inc (ECRI) | C-F5E-38108A | Active | SHARON
SH00090 | Bipolar Footswitch | Footswitches (ECRI) | Covidien Inc (ECRI) | E6009 | Valleylab Footswitch | Covidien Inc (ECRI) | Not Available | Active | SHARON
SH00091 | Infusion Pump, Syringe | Infusion Pumps, Syringe (ECRI) | Smiths Medical (ECRI) | Medfusion 3500 | Medfusion 3500 | Smiths Medical (ECRI) | M113652 | Active | SHARON
SH00092 | Bipolar Footswitch | Footswitches (ECRI) | Covidien Inc (ECRI) | E6009 | Valleylab Footswitch | Covidien Inc (ECRI) | Not Available | Active | SHARON
SH00094 | Insufflator, Laparoscopic | Insufflators, Laparoscopic (ECRI) | CONMED Corp (ECRI) | GS1002 | 40L Dual Port | CONMED Corp (ECRI) | 87669IVD | Active | SHARON
SH00095 | Waste-Disposal Unit | Waste-Disposal Units, Liquid (ECRI) | Stryker Instruments (ECRI) | 0703-001-000 | Neptune 3 Rover | Stryker Instruments (ECRI) | 2123817153 | Active | SHARON
SH00096 | Irrigation System | Irrigation/Distention Systems, Arthroscopic (ECRI) | CONMED Corp (ECRI) | 10k Arthroscopy Pump | 10k Arthroscopy Pump | CONMED Corp (ECRI) | 20170497 | Active | SHARON
SH00097 | Light Source | Light Sources (ECRI) | Integra LifeSciences (ECRI) | 1900 | Luxtec 1900 | LUXTEC CORPORATION | 660991 | Active | SHARON
SH00098 | Light Source | Light Sources (ECRI) | Integra LifeSciences (ECRI) | 9300 | Luxtec 9300 | LUXTEC CORPORATION | 0447498 | Active | SHARON
SH00099 | Footswitche | Footswitches (ECRI) | Herga | 6210-0001 | 6210-0001 | Herga | Not Available | Active | SHARON
SH00100 | Warming Unit, Blood/Solution | Warming Units, Blood/Solution (ECRI) | ICU Medical Inc (ECRI) | HL-90 | HOTLINE LEVEL 1 | ICU Medical Inc (ECRI) | 20020798 | Active | SHARON
SH00101 | Intermittent Compression Unit | Compression Units (ECRI) | Covidien Inc (ECRI) | 29525 | Kendall SCD 700 | Covidien Inc (ECRI) | V1205834SX | Active | SHARON
SH00102 | Intermittent Compression Unit | Compression Units (ECRI) | Covidien Inc (ECRI) | 29525 | Kendall SCD 700 | Covidien Inc (ECRI) | V1301456CX | Active | SHARON
SH00103 | Intermittent Compression Unit | Compression Units (ECRI) | Covidien Inc (ECRI) | 29525 | Kendall SCD 700 | Covidien Inc (ECRI) | V1202441CX | Active | SHARON
SH00104 | Intermittent Compression Unit | Compression Units (ECRI) | Covidien Inc (ECRI) | 29525 | Kendall SCD 700 | Covidien Inc (ECRI) | V1128892SX | Active | SHARON
SH00105 | Monopolar Footswitch | Footswitches (ECRI) | Covidien Inc (ECRI) | E6008 | Valleylab Footswitch | Covidien Inc (ECRI) | Not Available | Active | SHARON
SH00106 | Monopolar Footswitch | Footswitches (ECRI) | Covidien Inc (ECRI) | E6008 | Valleylab Footswitch | Covidien Inc (ECRI) | Not Available | Active | SHARON
SH00107 | Smoke Filtration System | Smoke Evacuation Systems, Surgical (ECRI) | Ecolab Inc (ECRI) | AIRSAFE Mini Vac | AIRSAFE Mini Vac | Ecolab Inc (ECRI) | H2400 | Active | SHARON
SH00108 | Monopolar Footswitch | Footswitches (ECRI) | Covidien Inc (ECRI) | E6008 | Valleylab Footswitch | Covidien Inc (ECRI) | Not Available | Active | SHARON
SH00109 | Footswitch | Footswitches (ECRI) | Arthrocare Corp (ECRI) | 10863 | 10863 | Arthrocare Corp (ECRI) | Not Available | Active | SHARON
SH00110 | Arthroscopic Shaver System | Arthroscopic Shaver Systems (ECRI) | Smith & Nephew Inc Endo (ECRI) | Dyonics Power II | Dyonics Power II | Smith & Nephew Inc Endo (ECRI) | AAY11097 | Active | SHARON
SH00111 | Hand/Remote Control | Hand/Remote Control (ECRI) | Smith & Nephew Inc Endo (ECRI) | Not Available | Not Available | Smith & Nephew Inc Endo (ECRI) | TZ14785 | Active | SHARON
SH00112 | Hand/Remote Control | Hand/Remote Control (ECRI) | Smith & Nephew Inc Endo (ECRI) | Not Available | Not Available | Smith & Nephew Inc Endo (ECRI) | TZ14867 | Active | SHARON
SH00113 | Footswitche | Footswitches (ECRI) | Herga | 6210-0001 | 6210-0001 | Herga | Not Available | Active | SHARON
SH00114 | Tourniquet, Pneumatic | Tourniquets, Pneumatic (ECRI) | Zimmer Biomet (ECRI) | A.T.S. 4000TS | A.T.S. 4000TS | Zimmer Biomet (ECRI) | 402104160018 | Active | SHARON
SH00115 | Warming Unit, Patient | Warming Units, Patient, Forced-Air (ECRI) | 3M Health Care (ECRI) | 775 | Bair Hugger 775 | 3M Health Care (ECRI) | 191553 | Active | SHARON
SH00116 | Bipolar Footswitch | Footswitches (ECRI) | Covidien Inc (ECRI) | E6009 | Valleylab Footswitch | Covidien Inc (ECRI) | Not Available | Active | SHARON
SH00119 | Footswitch | Footswitches (ECRI) | Medtronic Xomed Inc (ECRI) | 18-52000 | Endoscrub | Medtronic Xomed Inc (ECRI) | Not Available | Active | SHARON
SH00121 | Anesthesia Unit | Anesthesia Units (ECRI) | Draeger Inc (ECRI) | Perseus A500 | Perseus A500 | Draeger Inc (ECRI) | ASRL-0123 | Active | SHARON
SH00126 | Monitor, Patient | Monitors, Patient (ECRI) | Not Available | Not Available | Not Available | Not Available | 9NA0654204-OH-00087-173810 | Active | SHARON
SH00127 | Tourniquet, Pneumatic | Tourniquets, Pneumatic (ECRI) | Zimmer Biomet (ECRI) | A.T.S. 4000TS | A.T.S. 4000TS | Zimmer Biomet (ECRI) | 402104260020 | Active | SHARON
SH00128 | Table, Operating/Surgical | Tables, Operating/Surgical (ECRI) | Skytron LLC (ECRI) | 6702 | Hercules | Skytron LLC (ECRI) | SUC-2021Z-2068 | Active | SHARON
SH00129 | Hand/Remote Control | Hand/Remote Control (ECRI) | Skytron LLC (ECRI) | 6700 Series | 6700 Series | Skytron LLC (ECRI) | Not Available | Active | SHARON
SH00130 | Presurgical Hair Vacuum | Vacuum Cleaners (ECRI) | BD (ECRI) | 5500E | ClipVac | BD (ECRI) | Not Available | Active | SHARON
SH00131 | Monitor, Patient | Monitors, Patient (ECRI) | Draeger Inc (ECRI) | MK06440-14 | MK06440-14 | Draeger Inc (ECRI) | ASRJ-0308 | Active | SHARON
SH00132 | Anesthesia Unit Vaporizer | Anesthesia Unit Vaporizers (ECRI) | Draeger Inc (ECRI) | M36500 | Vapor 3000 | Draeger Inc (ECRI) | ASRJ-0800 | Active | SHARON
SH00135 | Regulator, Suction | Regulators, Suction (ECRI) | Draeger Inc (ECRI) | PM3100 | Vacuum | Draeger Inc (ECRI) | Not Available | Active | SHARON
SH00136 | Electrical Power Strip | Power Strips, Electrical (ECRI) | Draeger Inc (ECRI) | 2609000 | 2609000 | Draeger Inc (ECRI) | Not Available | Active | SHARON
SH00137 | Microscope, Operating/Surgical | Microscopes, Operating/Surgical (ECRI) | Carl Zeiss Meditec AG (ECRI) | S21 | OPMI 11 | Carl Zeiss Meditec Inc (ECRI) | 305911~2 | Active | SHARON
SH00138 | Vision/Cataract System | Phacoemulsification Units, Cataract Extraction (ECRI) | Alcon Laboratories Inc (ECRI) | Centurion | Centurion | Alcon Laboratories Inc (ECRI) | 2401467301X | Active | SHARON
SH00139 | Vision/Cataract System | Phacoemulsification Units, Cataract Extraction (ECRI) | Alcon Laboratories Inc (ECRI) | INFINITI | INFINITI | Alcon Laboratories Inc (ECRI) | 0702282801X | Active | SHARON
SH00140 | Warming Unit, Blanket | Warming Units, Blanket (ECRI) | STERIS Corp (ECRI) | DJ020124332 | DJ020124332 | STERIS Corp (ECRI) | 0410317033 | Active | SHARON
SH00141 | Light, Surgical | Lights, Surgical (ECRI) | Skytron LLC (ECRI) | Stellar XL | Stellar XL | Skytron LLC (ECRI) | Not Available | Active | SHARON
SH00142 | Light, Surgical | Lights, Surgical (ECRI) | Skytron LLC (ECRI) | Stellar XL | Stellar XL | Skytron LLC (ECRI) | 2017-04-0604 | Active | SHARON
SH00143 | Light, Surgical | Lights, Surgical (ECRI) | Skytron LLC (ECRI) | Stellar XL | Stellar XL | Skytron LLC (ECRI) | 2017-04-0615 | Active | SHARON
SH00144 | Surgical Smoke Evacuator | Smoke Evacuation Systems, Surgical (ECRI) | CONMED Corp (ECRI) | VC120 | VisiClear | CONMED Corp (ECRI) | 20431018 | Active | SHARON
SH00145 | Electrosurgical Unit | Electrosurgical Units, Monopolar/Bipolar (ECRI) | Covidien Inc (ECRI) | Force FX | Force FX | Covidien Inc (ECRI) | C-F5D-38051A | Active | SHARON
SH00146 | Intermittent Compression Unit | Compression Units (ECRI) | Covidien Inc (ECRI) | 29525 | Kendall SCD 700 | Covidien Inc (ECRI) | V1200767CX | Active | SHARON
SH00147 | Warming Unit, Patient | Warming Units, Patient, Forced-Air (ECRI) | 3M Health Care (ECRI) | 775 | Bair Hugger 775 | 3M Health Care (ECRI) | 154187 | Active | SHARON
SH00148 | Tourniquet, Pneumatic | Tourniquets, Pneumatic (ECRI) | Zimmer Biomet (ECRI) | A.T.S. 4000TS | A.T.S. 4000TS | Zimmer Biomet (ECRI) | 402104160017 | Active | SHARON
SH00149 | Table, Operating/Surgical | Tables, Operating/Surgical (ECRI) | STERIS Corp (ECRI) | 3085SP | AMSCO 3085SP | STERIS Corp (ECRI) | B416302015 | Active | SHARON
SH00150 | Anesthesia Unit | Anesthesia Units (ECRI) | GE Datex-Ohmeda Inc (ECRI) | 1006-9117-000 | Aestiva/5 7900 | GE Datex-Ohmeda Inc (ECRI) | AMRH01462 | Active | SHARON
SH00151 | Anesthesia Unit Vaporizer | Anesthesia Unit Vaporizers (ECRI) | GE Datex-Ohmeda Inc (ECRI) | TEC 7 | TEC 7 | GE Datex-Ohmeda Inc (ECRI) | BEJR07165 | Active | SHARON
SH00156 | Monitor- Anesthesia | Monitors (ECRI) | GE Healthcare (ECRI) | Not Available | Not Available | GE Healthcare (ECRI) | Not Available | Active | SHARON
SH00157 | Hand/Remote Control | Hand/Remote Control (ECRI) | STERIS Corp (ECRI) | 3080 RL/SP | AMSCO | STERIS Corp (ECRI) | 7004321715 | Active | SHARON
SH00158 | Monopolar Footswitch | Footswitches (ECRI) | Covidien Inc (ECRI) | E6008 | Valleylab Footswitch | Covidien Inc (ECRI) | Not Available | Active | SHARON
SH00160 | Presurgical Hair Vacuum | Vacuum Cleaners (ECRI) | BD (ECRI) | 5500E | ClipVac | BD (ECRI) | Not Available | Active | SHARON
SH00161 | Regulator, Suction | Regulators, Suction (ECRI) | GE Datex-Ohmeda Inc (ECRI) | 6-1224 | 6-1224 | GE Datex-Ohmeda Inc (ECRI) | BDKY00646 | Active | SHARON
SH00162 | Sterilizing Unit, Steam | Sterilizing Units, Steam (ECRI) | Getinge USA Inc (ECRI) | 433HC | 433HC | Getinge USA Inc (ECRI) | 03E03977 | Active | SHARON
SH00163 | Warming Unit, Blanket | Warming Units, Blanket (ECRI) | Continental Metal (ECRI) | DSW2AE-2 | DSW2AE-2 | Continental Metal (ECRI) | D0692 | Active | SHARON
SH00164 | Light, Examination | Lights, Examination (ECRI) | STERIS Corp (ECRI) | Examiner 10 | Examiner 10 | AMSCO International Inc. a Div | Not Available | Active | SHARON
SH00165 | Controllers | Controllers (ECRI) | ALM SURGICAL EQUIPMENT | Not Available | Not Available | ALM SURGICAL EQUIPMENT | Not Available | Active | SHARON
SH00166 | Not Available | Not Available | GE Datex-Ohmeda Inc (ECRI) | Not Available | Not Available | GE Datex-Ohmeda Inc (ECRI) | Not Available | Active | SHARON
SH00167 | Monitor, Display | Monitors, Video (ECRI) | Hewlett-Packard Co (ECRI) | D2W67A | D2W67A | Hewlett-Packard Co (ECRI) | CNK4350VDY | Active | SHARON
SH00169 | Washer/Decontamination Unit | Washer/Decontamination Units (ECRI) | Civco/PCI Medical (ECRI) | EFP-250 | Endo Flush | PCI Medical | 102467 | Active | SHARON
SH00170 | Leak/Fluid Detection | Testers, Endoscope (ECRI) | Olympus America Inc (ECRI) | MU-1 | MU-1 | Olympus America Inc (ECRI) | 1900599 | Active | SHARON
SH00171 | Disinfector, Endoscope | Disinfectors, Liquid Germicide, Flexible Endoscope (ECRI) | Olympus America Inc (ECRI) | OER-Pro | OER-Pro | Olympus America Inc (ECRI) | 2210873 | Active | SHARON
SH00172 | Disinfector, Endoscope | Disinfectors, Liquid Germicide, Flexible Endoscope (ECRI) | Olympus America Inc (ECRI) | OER-Pro | OER-Pro | Olympus America Inc (ECRI) | 2210865 | Active | SHARON
SH00173 | Footswitch | Footswitches (ECRI) | Alcon Laboratories Inc (ECRI) | 8065751762 | 8065751762 | Alcon Laboratories Inc (ECRI) | 2401391755X | Active | SHARON
SH00174 | Battery Charger | Battery Chargers (ECRI) | Stryker Instruments (ECRI) | 408-655 | FLYTE Charger | Stryker Instruments (ECRI) | 2005015153 | Active | SHARON
SH00175 | Enhanced Footswitch | Footswitches (ECRI) | Alcon Laboratories Inc (ECRI) | 8065750403 | Footswitch | Alcon Laboratories Inc (ECRI) | 0703220601X | Active | SHARON
SH00176 | Sterilizing Unit, Steam | Sterilizing Units, Steam (ECRI) | Getinge USA Inc (ECRI) | 433HC | 433HC | Getinge USA Inc (ECRI) | 03E03973 | Active | SHARON
SH00178 | Vision/Cataract System | Phacoemulsification Units, Cataract Extraction (ECRI) | Alcon Laboratories Inc (ECRI) | INFINITI | INFINITI | Alcon Laboratories Inc (ECRI) | Not Available | Active | SHARON
SH00179 | Tissue Ablation | Radiofrequency Therapy Systems, Tissue Ablation, Intraarticular (ECRI) | Arthrocare Corp (ECRI) | RF12000 | Quantum 2 | Arthrocare Corp (ECRI) | B13575 | Active | SHARON
SH00180 | Cart, Computer/Video Monitor | Carts, Computer/Video Monitor (ECRI) | CONMED Corp (ECRI) | VP8500 | VP8500 | CONMED Corp (ECRI) | 12120385 | Active | SHARON
SH00181 | Flowmeter, Oxygen | Flowmeters, Oxygen (ECRI) | GE Datex-Ohmeda Inc (ECRI) | TLO-15 | TLO-15 | GE Datex-Ohmeda Inc (ECRI) | AHE L06735 | Active | SHARON
SH00182 | Regulator, Suction | Regulators, Suction (ECRI) | Ohio Medical Corp (ECRI) | 1251 | 1251 | Ohio Medical Corp (ECRI) | JGGL00261 | Active | SHARON
SH00183 | Monitor, Fetal | Monitors, Fetal (ECRI) | GE Healthcare (ECRI) | 259A | Corometrics 259A | GE Healthcare (ECRI) | SBE07104627PA | Active | SHARON
SH00184 | PCEA Infusion Pump | Infusion Pumps, Analgesic, Patient-Controlled (ECRI) | QCore Medical (ECRI) | 15032-000-0027 | Sapphire | QCore Medical (ECRI) | 30015-1522 | Active | SHARON
SH00185 | Infusion Pump | Infusion Pumps (ECRI) | Baxter Healthcare Corp (ECRI) | 3570009 | Spectrum IQ | Baxter Healthcare Corp (ECRI) | 3618606 | Active | SHARON
SH00186 | Infusion Pump | Infusion Pumps (ECRI) | Baxter Healthcare Corp (ECRI) | 3570009 | Spectrum IQ | Baxter Healthcare Corp (ECRI) | 3620203 | Active | SHARON
SH00187 | Warming Unit, Blood/Solution | Warming Units, Blood/Solution (ECRI) | ICU Medical Inc (ECRI) | HL-90 | HOTLINE LEVEL 1 | Smiths Medical (ECRI) | S10007963 | Active | SHARON
SH00188 | Monitor, Display | Monitors, Video (ECRI) | Sony Electronics (ECRI) | LMD-X310MD | LMD-X310MD | Sony Electronics (ECRI) | 8002458 | Active | SHARON
SH00189 | Monitor, Video | Monitors, Video (ECRI) | CONMED Corp (ECRI) | AV41SIC | Looking Glass | CONMED Corp (ECRI) | 722146548382 | Active | SHARON
SH00190 | BRONCHOSCOPE | Bronchoscopes (ECRI) | Ambu Inc (ECRI) | 1105 | 1105 | Ambu Inc (ECRI) | Not Available | Active | SHARON
SH00191 | Image Processor, Endoscopy | Video Image Processors, Endoscopy (ECRI) | Olympus America Inc (ECRI) | CV-180 | EVIS EXERA II | Olympus America Inc (ECRI) | 7009296 | Active | SHARON
SH00192 | Light Source | Light Sources (ECRI) | Olympus America Inc (ECRI) | CLV-180 | EVIS EXERA II | Olympus America Inc (ECRI) | 7017941 | Active | SHARON
SH00193 | Monitor, Display | Monitors, Video (ECRI) | Hewlett-Packard Co (ECRI) | D2W67A | D2W67A | Hewlett-Packard Co (ECRI) | CNK4210J40 | Active | SHARON
SH00194 | Irrigation/Distention System | Irrigation/Distention Systems (ECRI) | Olympus America Inc (ECRI) | OFP-2 | OFP-2 | Olympus America Inc (ECRI) | 21622298 | Active | SHARON
SH00195 | Footswitch | Footswitches (ECRI) | Olympus America Inc (ECRI) | WB950243 | Celon Footswitch | Olympus America Inc (ECRI) | 1705-3147 | Active | SHARON
SH00196 | Uninterruptible Power Supply | Power Systems, Uninterruptible (ECRI) | APC by Schneider (ECRI) | SUA1000 | Smart UPS 1000VA | APC by Schneider (ECRI) | AS0937234082 | Active | SHARON
SH00197 | Infusion Pump, Syringe | Infusion Pumps, Syringe (ECRI) | Smiths Medical (ECRI) | Medfusion 3500 | Medfusion 3500 | Smiths Medical (ECRI) | M115701 | Active | SHARON
SH00198 | Infusion Pump, Syringe | Infusion Pumps, Syringe (ECRI) | Baxter Healthcare Corp (ECRI) | 2L3100 | Infus O.R. | Baxter Healthcare Corp (ECRI) | 15090020SR | Active | SHARON
SH00199 | Printer | Printers, Video (ECRI) | Sony Electronics (ECRI) | UP-55MD | UP-55MD | Sony Electronics (ECRI) | 84092 | Active | SHARON
SH00200 | Anesthesia Unit | Anesthesia Units (ECRI) | GE Datex-Ohmeda Inc (ECRI) | 1006-9027-000 | Aestiva/5 7900 | GE Datex-Ohmeda Inc (ECRI) | AMRF01992 | Active | SHARON
SH00201 | Light, Surgical | Lights, Surgical (ECRI) | ALM SURGICAL EQUIPMENT | PRC5001SF | PRC5001SF | ALM SURGICAL EQUIPMENT | 25174 | Active | SHARON
SH00202 | Anesthesia Unit Vaporizer | Anesthesia Unit Vaporizers (ECRI) | GE Datex-Ohmeda Inc (ECRI) | TEC 7 | TEC 7 | GE Datex-Ohmeda Inc (ECRI) | BEJR07162 | Active | SHARON
SH00203 | Surgical Light | Lights, Surgical (ECRI) | ALM SURGICAL EQUIPMENT | Not Available | Not Available | ALM SURGICAL EQUIPMENT | Not Available | Active | SHARON
SH00206 | Regulator, Suction | Regulators, Suction (ECRI) | GE Datex-Ohmeda Inc (ECRI) | 6-1224 | 6-1224 | GE Datex-Ohmeda Inc (ECRI) | GFHY10035 | Active | SHARON
SH00207 | Module, Housing | Modules, Housings (ECRI) | GE Healthcare (ECRI) | TRAM RAC 4A | TRAM RAC 4A | GE Healthcare (ECRI) | G1ST4986G | Active | SHARON
SH00208 | Battery/Dock Charger | Battery/Dock Chargers (ECRI) | Heine USA Ltd (ECRI) | NT300 | NT300 | Heine USA Ltd (ECRI) | 1010004143 | Active | SHARON
SH00209 | Electrosurgical Unit | Electrosurgical Units (ECRI) | Olympus America Inc (ECRI) | ESG-100 | ESG-100 | Olympus America Inc (ECRI) | 25553W23-105 | Active | SHARON
SH00210 | Monitor, Video | Monitors, Video (ECRI) | NDS Surgical Imaging (ECRI) | SC-WU32-A1511 | Radiance G2 | NDS Surgical Imaging (ECRI) | 10-164909 | Active | SHARON
SH00211 | Sterilizing Unit, Steam | Sterilizing Units, Steam (ECRI) | Getinge USA Inc (ECRI) | 433HC | 433HC | Getinge USA Inc (ECRI) | 03E03917 | Active | SHARON
SH00212 | Warming Unit, Blanket | Warming Units, Blanket (ECRI) | STERIS Corp (ECRI) | DJ020124332 | DJ020124332 | STERIS Corp (ECRI) | 0410317034 | Active | SHARON
SH00213 | Bronchoscope Monitor | Bronchoscopes (ECRI) | Boston Scientific Corp (ECRI) | M00542780 | EXALT Monitor | Boston Scientific Corp (ECRI) | 22250087 | Active | SHARON
SH00214 | Warming Unit, Blood/Solution | Warming Units, Blood/Solution (ECRI) | ICU Medical Inc (ECRI) | HL-90 | HOTLINE LEVEL 1 | ICU Medical Inc (ECRI) | 20030713 | Active | SHARON
SH00215 | Sterilizing Unit, Steam, Bulk | Sterilizing Units, Steam, Bulk (ECRI) | Getinge USA Inc (ECRI) | 733HC | Steam Sterilizer | Getinge USA Inc (ECRI) | BAA094626 | Active | SHARON
SH00216 | Monitor, Display | MONITOR - DISPLAY | Not Available | Not Available | Not Available | Not Available | Not Available | Active | SHARON
SH00217 | Footswitch | Footswitches (ECRI) | CONMED Corp (ECRI) | 13-0146 | 13-0146 | CONMED Corp (ECRI) | Not Available | Active | SHARON
SH00218 | Positive Airway Pressure Unit | Positive Airway Pressure Units, Continuous (ECRI) | Philips Respironics Inc (ECRI) | REMstar Auto | System One | Philips Respironics Inc (ECRI) | P119815436D8D_1 | Active | SHARON
SH00219 | Oxygen Flowmeter | Flowmeters, Oxygen (ECRI) | GE Datex-Ohmeda Inc (ECRI) | TLO-15 | TLO-15 | GE Datex-Ohmeda Inc (ECRI) | Not Available | Active | SHARON
SH00220 | Flowmeter, Oxygen | Flowmeters, Oxygen (ECRI) | Timeter Instrument Corp (ECRI) | TLO-15 | TLO-15 | Timeter Instrument Corp (ECRI) | 10531607 | Active | SHARON
SH00221 | Flowmeter, Oxygen | Flowmeters, Oxygen (ECRI) | Timeter Instrument Corp (ECRI) | TLO-15 | TLO-15 | Allied Healthcare Inc (ECRI) | Not Available | Active | SHARON
SH00222 | Flowmeter, Oxygen | Flowmeters, Oxygen (ECRI) | Precision Medical Inc (ECRI) | 8MFA | 8MFA | Precision Medical Inc (ECRI) | Not Available | Active | SHARON
SH00224 | Flowmeter, Oxygen | Flowmeters, Oxygen (ECRI) | Amvex (ECRI) | T15UO | T15UO | Amvex (ECRI) | FMAO1299BGO | Active | SHARON
SH00225 | Flowmeter, Oxygen | Flowmeters, Oxygen (ECRI) | Precision Medical Inc (ECRI) | 2MFA1001 | 2MFA1001 | Precision Medical Inc (ECRI) | Not Available | Active | SHARON
SH00226 | Flowmeter, Oxygen | Flowmeters, Oxygen (ECRI) | WT Farley Inc (ECRI) | 3-700 | 3-700 | WT Farley Inc (ECRI) | Not Available | Active | SHARON
SH00227 | Defibrillator | Defibrillators (ECRI) | Physio-Control Inc (ECRI) | LIFEPAK 20e | LIFEPAK 20e | Physio-Control Inc (ECRI) | 47727292 | Active | SHARON
SH00228 | Regulator, Suction | Regulators, Suction (ECRI) | Ohio Medical Corp (ECRI) | PISA | PISA | Ohio Medical Corp (ECRI) | PSAA13783 | Active | SHARON
SH00229 | Regulator, Suction | Regulators, Suction (ECRI) | GE Datex-Ohmeda Inc (ECRI) | 6-1224 | 6-1224 | GE Datex-Ohmeda Inc (ECRI) | BDKY00647 | Active | SHARON
SH00230 | Laryngoscope, Video | Laryngoscopes, Rigid, Video (ECRI) | Verathon Inc (ECRI) | 0570-0338 | Glidescope AVL | Verathon Inc (ECRI) | AN154351 | Active | SHARON
SH00231 | Waste-Disposal Unit | Waste-Disposal Units, Liquid (ECRI) | Stryker Instruments (ECRI) | 0703-001-000 | Neptune 3 Rover | Stryker Instruments (ECRI) | 2123817113 | Active | SHARON
SH00232 | Electrosurgical Unit | Electrosurgical Units, Monopolar/Bipolar (ECRI) | CONMED Corp (ECRI) | 60-7500-120 | System 7500 | CONMED Corp (ECRI) | 02MGK024 | Active | SHARON
SH00233 | Aspirator/Irrigator | Aspirator/Irrigators (ECRI) | Cooper Surgical Inc (ECRI) | EL-100C | Endolav | Meditron Devices Inc | NSN360810241 | Active | SHARON
SH00234 | Footswitch | Footswitches (ECRI) | CONMED Corp (ECRI) | 60-6700-001 | 60-6700-001 | CONMED Corp (ECRI) | Not Available | Active | SHARON
SH00235 | Module, Anesthetic Gas | Modules, Anesthetic Gas (ECRI) | GE Healthcare (ECRI) | SAM | SAM | GE Healthcare (ECRI) | H1C94792GR | Active | SHARON
SH00236 | Docking Station | Battery/Dock Chargers (ECRI) | Stryker Instruments (ECRI) | 0702-014-000 | Neptune 2 Dock | Stryker Instruments (ECRI) | 2117909543 | Active | SHARON
SH00237 | Scanner, Bar-Code | Scanners, Bar-Code (ECRI) | Welch Allyn Inc (ECRI) | Not Available | Not Available | Welch Allyn Inc (ECRI) | Not Available | Active | SHARON
SH00238 | Infusion Pump | Infusion Pumps (ECRI) | Baxter Healthcare Corp (ECRI) | 3570009 | Spectrum IQ | Baxter Healthcare Corp (ECRI) | 3606013 | Active | SHARON
SH00239 | Module, Carbon Dioxide | Modules, Carbon Dioxide (ECRI) | Physio-Control Inc (ECRI) | 11150-000019 | Code Mgmt Module | Physio-Control Inc (ECRI) | 01922095 | Active | SHARON
SH00240 | Refrigerator | Refrigerators, Pharmacy (ECRI) | Thermo Fisher Scientific(ECRI) | RPR2304A21 | RPR2304A21 | Thermo Fisher Scientific(ECRI) | W12S-130589-WS | Active | SHARON
SH00241 | Helmet, Surgical | Helmet, Surgical (ECRI) | Stryker Instruments (ECRI) | 0416-600-000 | T7 | Stryker Instruments (ECRI) | AB00014889 | Active | SHARON
SH00242 | Helmet, Surgical | Helmet, Surgical (ECRI) | Stryker Instruments (ECRI) | 0416-610-000 | T7 | Stryker Instruments (ECRI) | AA00003276 | Active | SHARON
SH00243 | Washer/Decontamination Unit | Washer/Decontamination Units (ECRI) | Getinge USA Inc (ECRI) | S-8668 | 86-Series | Getinge USA Inc (ECRI) | WAA085395 | Active | SHARON
SH00244 | Washer, Ultrasound | Washers, Ultrasonic (ECRI) | STERIS Corp (ECRI) | MED11160 | MED11160 | MEDISAFE | 10131806601 | Active | SHARON
SH00245 | Washer, Ultrasound | Washers, Ultrasonic (ECRI) | Sonic Systems Inc (ECRI) | 246C/HL | 246 Series | Sonic Systems Inc (ECRI) | 17528 | Active | SHARON
SH00246 | Reader, Biological Indicator | Readers, Biological Indicator (ECRI) | 3M Health Care (ECRI) | 490 | Attest Auto-Reader | 3M Health Care (ECRI) | 104178 | Active | SHARON
SH00247 | Heat Sealer | Package Sealers (ECRI) | Rennco Inc (ECRI) | LS18D-115 | 18 LS | Rennco Inc (ECRI) | 0219-181-8918 | Active | SHARON
SH00248 | Battery Charger | Battery Chargers (ECRI) | CONMED Corp (ECRI) | L3000 | Hall Battery Charger | CONMED Corp (ECRI) | 20160342 | Active | SHARON
SH00250 | Sterilizing Units | Sterilizing Units (ECRI) | STERIS Corp (ECRI) | V-PRO S2 | V-PRO S2 | STERIS Corp (ECRI) | 033482212 | Active | SHARON
SH00251 | Battery Charger | Battery Chargers (ECRI) | Stryker Instruments (ECRI) | 7110-190-000 | F1 | Stryker Instruments (ECRI) | 180932223 | Active | SHARON
SH00252 | Water Purification System | Water Purification Systems (ECRI) | Getinge USA Inc (ECRI) | MRG1200 | MRG1200 | Getinge USA Inc (ECRI) | GTR220078 | Active | SHARON
SH00253 | Electrical Power Strip | Power Strips, Electrical (ECRI) | Tripp Lite (ECRI) | Not Available | Not Available | Tripp Lite (ECRI) | Not Available | Active | SHARON
SH00254 | Cart, Computer/Video Monitor | Carts, Computer/Video Monitor (ECRI) | CONMED Corp (ECRI) | VP8500 | VP8500 | CONMED Corp (ECRI) | Not Available | Active | SHARON
SH00255 | Defibrillator | Defibrillators (ECRI) | Physio-Control Inc (ECRI) | LIFEPAK 20e | LIFEPAK 20e | Physio-Control Inc (ECRI) | 43104288 | Active | SHARON
SH00256 | Printer | Printers, Video (ECRI) | Sony Electronics (ECRI) | UP-DR80MD | UP-DR80MD | Sony Electronics (ECRI) | 730656 | Active | SHARON
SH00257 | Helmet, Surgical | Helmet, Surgical (ECRI) | Stryker Instruments (ECRI) | 0416-600-000 | T7 | Stryker Instruments (ECRI) | AB00014904 | Active | SHARON
SH00258 | Helmet, Surgical | Helmet, Surgical (ECRI) | Stryker Instruments (ECRI) | 0416-600-000 | T7 | Stryker Instruments (ECRI) | AB00014987 | Active | SHARON
SH00259 | Helmet, Surgical | Helmet, Surgical (ECRI) | Stryker Instruments (ECRI) | 0416-610-000 | T7 | Stryker Instruments (ECRI) | AA000002923 | Active | SHARON
SH00260 | Helmet, Surgical | Helmet, Surgical (ECRI) | Stryker Instruments (ECRI) | 0416-600-000 | T7 | Stryker Instruments (ECRI) | AB00014875 | Active | SHARON
SH00261 | Helmet, Surgical | Helmet, Surgical (ECRI) | Stryker Instruments (ECRI) | 0416-600-000 | T7 | Stryker Instruments (ECRI) | AB00014928 | Active | SHARON
SH00262 | Monitor, Display | Monitors, Video (ECRI) | Sony Electronics (ECRI) | LMD-X310MD | LMD-X310MD | Sony Electronics (ECRI) | 8003388 | Active | SHARON
SH00263 | Monitor, Display | Monitors, Video (ECRI) | Sony Electronics (ECRI) | LMD-X310MD | LMD-X310MD | Sony Electronics (ECRI) | 8002455 | Active | SHARON
SH00264 | Monitor, Video | Monitors, Video (ECRI) | CONMED Corp (ECRI) | AV41SIC | Looking Glass | CONMED Corp (ECRI) | 722106152697 | Active | SHARON
SH00265 | Monitor, Display | Monitors, Video (ECRI) | Sony Electronics (ECRI) | LMD-X310MD | LMD-X310MD | Sony Electronics (ECRI) | 8002454 | Active | SHARON
SH00266 | Insufflator, Laparoscopic | Insufflators, Laparoscopic (ECRI) | CONMED Corp (ECRI) | GS1002 | 40L Dual Port | CONMED Corp (ECRI) | 87662IVD | Active | SHARON
SH00267 | Image Processor, Endoscopy | Video Image Processors, Endoscopy (ECRI) | CONMED Corp (ECRI) | IM8000 | True HD 3MOS | CONMED Corp (ECRI) | 17110449 | Active | SHARON
SH00268 | Light Source | Light Sources (ECRI) | CONMED Corp (ECRI) | LS8000 | Direct LED | CONMED Corp (ECRI) | 17470410 | Active | SHARON
SH00269 | Arthroscopic Shaver System | Arthroscopic Shaver Systems (ECRI) | Smith & Nephew Inc Endo (ECRI) | Dyonics Power II | Dyonics Power II | Smith & Nephew Inc Endo (ECRI) | AAX16601 | Active | SHARON
SH00270 | Tissue Ablation | Radiofrequency Therapy Systems, Tissue Ablation, Intraarticular (ECRI) | Arthrocare Corp (ECRI) | RF12000 | Quantum 2 | Arthrocare Corp (ECRI) | B13576 | Active | SHARON
SH00271 | Electrical Power Strip | Power Strips, Electrical (ECRI) | Tripp Lite (ECRI) | Not Available | Not Available | Tripp Lite (ECRI) | Not Available | Active | SHARON
SH00272 | Electrical Power Strip | Power Strips, Electrical (ECRI) | Tripp Lite (ECRI) | Not Available | Not Available | Tripp Lite (ECRI) | Not Available | Active | SHARON
SH00273 | Monitor, Fetal | Monitors, Fetal (ECRI) | GE Healthcare (ECRI) | Corometrics 120 | Corometrics 120 | GE Healthcare (ECRI) | 13001443 | Active | SHARON
SH00274 | Electrical Power Strip | Power Strips, Electrical (ECRI) | Tripp Lite (ECRI) | Not Available | Not Available | Tripp Lite (ECRI) | Not Available | Active | SHARON
SH00275 | Electrical Power Strip | Power Strips, Electrical (ECRI) | Tripp Lite (ECRI) | Not Available | Not Available | Tripp Lite (ECRI) | Not Available | Active | SHARON
SH00277 | Flowmeter, Oxygen | Flowmeters, Oxygen (ECRI) | WT Farley Inc (ECRI) | 3-700 | 3-700 | WT Farley Inc (ECRI) | Not Available | Active | SHARON
SH00278 | Warming Unit, Blanket | Warming Units, Blanket (ECRI) | Continental Metal (ECRI) | DSW2AE-2 | DSW2AE-2 | Continental Metal (ECRI) | D0693 | Active | SHARON
SH00279 | Monitor, Patient Transport | Monitors, Patient Transport (ECRI) | GE Healthcare (ECRI) | DASH 4000 | DASH 4000 | GE Healthcare (ECRI) | SHQ13055978SA | Active | SHARON
SH00280 | Flowmeter, Oxygen | Flowmeters, Oxygen (ECRI) | GE Datex-Ohmeda Inc (ECRI) | TLO-15 | TLO-15 | GE Datex-Ohmeda Inc (ECRI) | Not Available | Active | SHARON
SH00281 | Monitor, Patient Transport | Monitors, Patient Transport (ECRI) | GE Healthcare (ECRI) | DASH 4000 | DASH 4000 | GE Healthcare (ECRI) | SBG06451488GR | Active | SHARON
SH00282 | Regulator, Suction | Regulators, Suction (ECRI) | GE Datex-Ohmeda Inc (ECRI) | 6-1224 | 6-1224 | GE Datex-Ohmeda Inc (ECRI) | BDKY00641 | Active | SHARON
SH00283 | Flowmeter, Oxygen | Flowmeters, Oxygen (ECRI) | Timeter Instrument Corp (ECRI) | TLO-15 | TLO-15 | Timeter Instrument Corp (ECRI) | AHE Z17978 | Active | SHARON
SH00284 | Regulator, Suction | Regulators, Suction (ECRI) | GE Datex-Ohmeda Inc (ECRI) | 6-1224 | 6-1224 | GE Datex-Ohmeda Inc (ECRI) | GFFY08890 | Active | SHARON
SH00285 | Defibrillator | Defibrillators (ECRI) | Physio-Control Inc (ECRI) | LIFEPAK 20e | LIFEPAK 20e | Physio-Control Inc (ECRI) | 47726620 | Active | SHARON
SH00286 | Thermometer, Electronic | Thermometers, Electronic (ECRI) | Welch Allyn Inc (ECRI) | 690 | SureTemp Plus | Welch Allyn Inc (ECRI) | 05234478 | Active | SHARON
SH00287 | Thermometer, Electronic, Ear | Thermometers, Electronic, Ear (ECRI) | Cardinal Health (ECRI) | Genius 2 | Genius 2 | Covidien Inc (ECRI) | N12598763 | Active | SHARON
SH00288 | Thermometer, Electronic, Ear | Thermometers, Electronic, Ear (ECRI) | Cardinal Health (ECRI) | Genius 3 | Genius 3 | Covidien Inc (ECRI) | N18763044 | Active | SHARON
SH00289 | Chairs, Examination/Treatment | Chairs, Examination/Treatment (ECRI) | STERIS Corp (ECRI) | ESCEYEST | ESCEYEST | STERIS Corp (ECRI) | 0411307086 | Active | SHARON
SH00290 | Chairs, Examination/Treatment | Chairs, Examination/Treatment (ECRI) | STERIS Corp (ECRI) | ESCEYEST | ESCEYEST | STERIS Corp (ECRI) | 0411307088 | Active | SHARON
SH00291 | Thermometer, Electronic | Thermometers, Electronic (ECRI) | Welch Allyn Inc (ECRI) | 692 | SureTemp Plus | Welch Allyn Inc (ECRI) | 07082458 | Active | SHARON
SH00292 | Bed, Electric, Birthing | Beds, Electric, Birthing (ECRI) | Stryker Medical (ECRI) | LD304 | LD304 | Stryker Medical (ECRI) | 0704092726 | Active | SHARON
SH00293 | Oximeter, Pulse | Oximeters, Pulse (ECRI) | Masimo Corp (ECRI) | Radical 7 | Radical 7 | Masimo Corp (ECRI) | 1000034639 | Active | SHARON
SH00294 | Battery/Dock Charger | Battery/Dock Chargers (ECRI) | Masimo Corp (ECRI) | RDS-3 | RDS-3 | Masimo Corp (ECRI) | 226333 | Active | SHARON
SH00295 | Warming Unit, Infant, Radiant | Warming Units, Infant, Radiant (ECRI) | Draeger Inc (ECRI) | RW82-1 | Resuscitaire | Draeger Inc (ECRI) | ST04462 | Active | SHARON
SH00296 | Resuscitator, Infant | Resuscitators, Pulmonary (ECRI) | Fisher & Paykel Health (ECRI) | RD900AEU | Neopuff | Fisher & Paykel Health (ECRI) | 080626002107 | Active | SHARON
SH00297 | Regulator, Suction | Regulators, Suction (ECRI) | Ohio Medical Corp (ECRI) | 1251 | 1251 | Ohio Medical Corp (ECRI) | JGGL00272 | Active | SHARON
SH00298 | Light, Examination | Lights, Examination (ECRI) | Hillrom Co Inc (ECRI) | 965 | Exam Plus 965 | Hillrom Co Inc (ECRI) | 080642 | Active | SHARON
SH00299 | Lights, Ceiling-Mounted | Lights, Illumination, Ceiling-Mounted (ECRI) | STERIS Corp (ECRI) | LD202 | LD202 | STERIS Corp (ECRI) | 0403107101 | Active | SHARON
SH00300 | Monitor, Patient Transport | Monitors, Patient Transport (ECRI) | GE Healthcare (ECRI) | DASH 4000 | DASH 4000 | GE Healthcare (ECRI) | D4EH6391G | Active | SHARON
SH00301 | Flowmeter, Oxygen | Flowmeters, Oxygen (ECRI) | Timeter Instrument Corp (ECRI) | MO-15 | MO-15 | Timeter Instrument Corp (ECRI) | Not Available | Active | SHARON
SH00302 | Regulator, Suction | Regulators, Suction (ECRI) | GE Datex-Ohmeda Inc (ECRI) | 6-1224 | 6-1224 | GE Datex-Ohmeda Inc (ECRI) | BDKY00645 | Active | SHARON
SH00303 | Regulator, Suction | Regulators, Suction (ECRI) | GE Datex-Ohmeda Inc (ECRI) | 6-1224 | 6-1224 | GE Datex-Ohmeda Inc (ECRI) | BDKY00640 | Active | SHARON
SH00304 | Monitor, Patient Transport | Monitors, Patient Transport (ECRI) | GE Healthcare (ECRI) | DASH 4000 | DASH 4000 | GE Healthcare (ECRI) | D4EH6317G | Active | SHARON
SH00305 | Flowmeter, Oxygen | Flowmeters, Oxygen (ECRI) | Amvex (ECRI) | T15UO | T15UO | Amvex (ECRI) | FME0208-9810 | Active | SHARON
SH00306 | Regulator, Suction | Regulators, Suction (ECRI) | GE Datex-Ohmeda Inc (ECRI) | 6-1224 | 6-1224 | GE Datex-Ohmeda Inc (ECRI) | GFHY09206 | Active | SHARON
SH00307 | Monitor, Patient Transport | Monitors, Patient Transport (ECRI) | GE Healthcare (ECRI) | DASH 4000 | DASH 4000 | GE Healthcare (ECRI) | C4EH6092G | Active | SHARON
SH00308 | Flowmeter, Oxygen | Flowmeters, Oxygen (ECRI) | Ohio Medical Corp (ECRI) | Not Available | Not Available | Ohio Medical Corp (ECRI) | Not Available | Active | SHARON
SH00309 | Regulator, Suction | Regulators, Suction (ECRI) | Ohio Medical Corp (ECRI) | 1251 | 1251 | Ohio Medical Corp (ECRI) | JGGL00278 | Active | SHARON
SH00310 | Monitor, Patient Transport | Monitors, Patient Transport (ECRI) | GE Healthcare (ECRI) | DASH 5000 | DASH 5000 | GE Healthcare (ECRI) | SHQ15123241SA | Active | SHARON
SH00311 | Monitor, Patient Transport | Monitors, Patient Transport (ECRI) | GE Healthcare (ECRI) | DASH 5000 | DASH 5000 | GE Healthcare (ECRI) | SBG05525675GR | Active | SHARON
SH00312 | Warming Unit, Patient | Warming Units, Patient, Forced-Air (ECRI) | 3M Health Care (ECRI) | 775 | Bair Hugger 775 | 3M Health Care (ECRI) | 177686 | Active | SHARON
SH00313 | Cold/Hot Therapy Unit | Cold/Hot Therapy Unit (ECRI) | Breg Inc (ECRI) | Polar Care Cube | Polar Care Cube | Breg Inc (ECRI) | 20232743975 | Active | SHARON
SH00314 | Cold/Hot Therapy Unit | Cold/Hot Therapy Unit (ECRI) | Breg Inc (ECRI) | Polar Care Cube | Polar Care Cube | Breg Inc (ECRI) | 20232768314 | Active | SHARON
SH00315 | Cold/Hot Therapy Unit | Cold/Hot Therapy Unit (ECRI) | Breg Inc (ECRI) | Polar Care Cube | Polar Care Cube | Breg Inc (ECRI) | 20232770805 | Active | SHARON
SH00316 | Infusion Pump | Infusion Pumps (ECRI) | Baxter Healthcare Corp (ECRI) | 3570009 | Spectrum IQ | Baxter Healthcare Corp (ECRI) | 3620204 | Active | SHARON
SH00317 | Infusion Pump | Infusion Pumps (ECRI) | Baxter Healthcare Corp (ECRI) | 3570009 | Spectrum IQ | Baxter Healthcare Corp (ECRI) | 3619678 | Active | SHARON
SH00318 | PCEA Infusion Pump | Infusion Pumps, Analgesic, Patient-Controlled (ECRI) | QCore Medical (ECRI) | 15032-000-0027 | Sapphire | QCore Medical (ECRI) | 30013-9159 | Active | SHARON
SH00319 | Bed, Electric, Birthing | Beds, Electric, Birthing (ECRI) | Stryker Medical (ECRI) | LD304 | LD304 | Stryker Medical (ECRI) | 0704092725 | Active | SHARON
SH00320 | Battery/Dock Charger | Battery/Dock Chargers (ECRI) | Masimo Corp (ECRI) | RDS-3 | RDS-3 | Masimo Corp (ECRI) | 226454 | Active | SHARON
SH00321 | Oximeter, Pulse | Oximeters, Pulse (ECRI) | Masimo Corp (ECRI) | Radical 7 | Radical 7 | Masimo Corp (ECRI) | 1000034420 | Active | SHARON
SH00322 | Warming Unit, Infant, Radiant | Warming Units, Infant, Radiant (ECRI) | Draeger Inc (ECRI) | RW82-1 | Resuscitaire | Draeger Inc (ECRI) | ST04456 | Active | SHARON
SH00323 | Resuscitator, Infant | Resuscitators, Pulmonary (ECRI) | Fisher & Paykel Health (ECRI) | RD900AEU | Neopuff | Fisher & Paykel Health (ECRI) | 090525001789 | Active | SHARON
SH00324 | Warming Unit, Blanket | Warming Units, Blanket (ECRI) | STERIS Corp (ECRI) | QDJ04 | Amsco QDJ Series | STERIS Corp (ECRI) | 0404407083 | Active | SHARON
SH00325 | Incubator, Infant, Transport | Incubators, Infant, Transport (ECRI) | Draeger Inc (ECRI) | C200 | C200 Isolette | Draeger Inc (ECRI) | FA06939 | Active | SHARON
SH00326 | Warming Unit, Blanket | Warming Units, Blanket (ECRI) | STERIS Corp (ECRI) | QDJ04 | Amsco QDJ Series | STERIS Corp (ECRI) | 0410807095 | Active | SHARON
SH00327 | Stretcher | Stretchers (ECRI) | Hillrom Co Inc (ECRI) | P8000 | P8000 | Hillrom Co Inc (ECRI) | Not Available | Active | SHARON
SH00328 | Patient Data Module (PDM) | Modules, Multiparameter (ECRI) | GE Healthcare (ECRI) | 2016793-003 | Carescape PDM | GE Healthcare (ECRI) | SA316460306SA | Active | SHARON
SH00329 | Monitor, Patient | Monitors, Patient (ECRI) | GE Healthcare (ECRI) | CARESCAPE B450 | CARESCAPE B450 | GE Healthcare (ECRI) | SNE16450060HA | Active | SHARON
SH00330 | Thermometer, Electronic | Thermometers, Electronic (ECRI) | Welch Allyn Inc (ECRI) | 692 | SureTemp Plus | Welch Allyn Inc (ECRI) | 07082454 | Active | SHARON
SH00331 | Microscope, Laboratory | Microscopes, Laboratory (ECRI) | C & A Scientific Co Inc (ECRI) | MRP-3000 | Premiere MRP-3000 | C & A Scientific Co Inc (ECRI) | 0857944 | Active | SHARON
SH00332 | Monitor, Fetal | Monitors, Fetal (ECRI) | GE Healthcare (ECRI) | Corometrics 120 | Corometrics 120 | COROMETRICS MEDICAL SYSTEMS | 13001351 | Active | SHARON
SH00333 | Battery/Dock Chargers | Battery/Dock Chargers (ECRI) | Welch Allyn Inc (ECRI) | 7114x | Universal Charger | Welch Allyn Inc (ECRI) | 07053 | Active | SHARON
SH00334 | Infusion Pump | Infusion Pumps (ECRI) | Baxter Healthcare Corp (ECRI) | 3570009 | Spectrum IQ | Baxter Healthcare Corp (ECRI) | 3606137 | Active | SHARON
SH00335 | Regulator, Suction | Regulators, Suction (ECRI) | Ohio Medical Corp (ECRI) | 1224 | 1224 | GE Datex-Ohmeda Inc (ECRI) | GFHL03643 | Active | SHARON
SH00336 | Flowmeter, Oxygen | Flowmeters, Oxygen (ECRI) | GE Datex-Ohmeda Inc (ECRI) | Not Available | Not Available | GE Datex-Ohmeda Inc (ECRI) | Not Available | Active | SHARON
SH00338 | Monitor, Fetal | Monitors, Fetal (ECRI) | GE Healthcare (ECRI) | Corometrics 120 | Corometrics 120 | GE Healthcare (ECRI) | 13001353 | Active | SHARON
SH00339 | Bed, Electric, Birthing | Beds, Electric, Birthing (ECRI) | Stryker Medical (ECRI) | LD304 | LD304 | Stryker Medical (ECRI) | 0704092665 | Active | SHARON
SH00340 | Stretcher | Stretchers, Mobile, Hospital (ECRI) | Stryker Medical (ECRI) | 1061 | Gynnie | Stryker Medical (ECRI) | 0704096701 | Active | SHARON
SH00341 | Monitor, Fetal | Monitors, Fetal (ECRI) | GE Healthcare (ECRI) | 259A | Corometrics 259A | GE Healthcare (ECRI) | SBE05501145PA | Active | SHARON
SH00342 | Bed, Electric, Birthing | Beds, Electric, Birthing (ECRI) | Stryker Medical (ECRI) | LD304 | LD304 | Stryker Medical (ECRI) | 1412030018 | Active | SHARON
SH00343 | Stretcher | Stretchers, Mobile, Hospital (ECRI) | Stryker Medical (ECRI) | 1061 | Gynnie | Stryker Medical (ECRI) | 0704096702 | Active | SHARON
SH00344 | Infusion Pump | Infusion Pumps (ECRI) | Baxter Healthcare Corp (ECRI) | 3570009 | Spectrum IQ | Baxter Healthcare Corp (ECRI) | 3620032 | Active | SHARON
SH00345 | Infusion Pump | Infusion Pumps (ECRI) | Baxter Healthcare Corp (ECRI) | 3570009 | Spectrum IQ | Baxter Healthcare Corp (ECRI) | 3631155 | Active | SHARON
SH00346 | Infusion Pump | Infusion Pumps (ECRI) | Baxter Healthcare Corp (ECRI) | 3570009 | Spectrum IQ | Baxter Healthcare Corp (ECRI) | 3616512 | Active | SHARON
SH00347 | Flowmeter, Oxygen | Flowmeters, Oxygen (ECRI) | GE Datex-Ohmeda Inc (ECRI) | Not Available | Not Available | GE Datex-Ohmeda Inc (ECRI) | AHE L06721 | Active | SHARON
SH00348 | Regulator, Suction | Regulators, Suction (ECRI) | GE Datex-Ohmeda Inc (ECRI) | 6-1251 | 6-1251 | GE Datex-Ohmeda Inc (ECRI) | GFFL16874 | Active | SHARON
SH00349 | Monitor, Fetal | Monitors, Fetal (ECRI) | GE Healthcare (ECRI) | Corometrics 120 | Corometrics 120 | GE Healthcare (ECRI) | 13001360 | Active | SHARON
SH00350 | Monitor, Fetal | Monitors, Fetal (ECRI) | GE Healthcare (ECRI) | 259CX-C | Corometrics 259CX-C | GE Healthcare (ECRI) | SDL16048242PAS | Active | SHARON
SH00351 | Infusion Pump | Infusion Pumps (ECRI) | Baxter Healthcare Corp (ECRI) | 3570009 | Spectrum IQ | Baxter Healthcare Corp (ECRI) | 3619801 | Active | SHARON
SH00352 | Infusion Pump | Infusion Pumps (ECRI) | Baxter Healthcare Corp (ECRI) | 3570009 | Spectrum IQ | Baxter Healthcare Corp (ECRI) | 3615428 | Active | SHARON
SH00353 | PCEA Infusion Pump | Infusion Pumps, Analgesic, Patient-Controlled (ECRI) | QCore Medical (ECRI) | 15032-000-0027 | Sapphire | QCore Medical (ECRI) | 30015-2559 | Active | SHARON
SH00354 | Monitor, Fetal | Monitors, Fetal (ECRI) | GE Healthcare (ECRI) | 259A | Corometrics 259A | GE Healthcare (ECRI) | SBE05320065PA | Active | SHARON
SH00355 | Bed, Electric, Birthing | Beds, Electric, Birthing (ECRI) | Stryker Medical (ECRI) | LD304 | LD304 | Stryker Medical (ECRI) | 1412030017 | Active | SHARON
SH00356 | Lights, Ceiling-Mounted | Lights, Illumination, Ceiling-Mounted (ECRI) | STERIS Corp (ECRI) | LD202 | LD202 | STERIS Corp (ECRI) | Not Available | Active | SHARON
SH00357 | Lights, Ceiling-Mounted | Lights, Illumination, Ceiling-Mounted (ECRI) | STERIS Corp (ECRI) | LD202 | LD202 | STERIS Corp (ECRI) | Not Available | Active | SHARON
SH00358 | Telemetric Unit | Monitors, Telemetric, Physiologic (ECRI) | GE Healthcare (ECRI) | 2051444 | Mini Telemetry | GE Healthcare (ECRI) | SGH16216447PAS | Active | SHARON
SH00359 | Telemetric Unit | Monitors, Telemetric, Physiologic (ECRI) | GE Healthcare (ECRI) | 2051440 | Mini Telemetry | GE Healthcare (ECRI) | SGH16216446PAS | Active | SHARON
SH00360 | Telemetric Unit | Monitors, Telemetric, Physiologic (ECRI) | GE Healthcare (ECRI) | 2051444 | Mini Telemetry | GE Healthcare (ECRI) | SGH16216449PAS | Active | SHARON
SH00361 | Telemetric Unit | Monitors, Telemetric, Physiologic (ECRI) | GE Healthcare (ECRI) | 2051440 | Mini Telemetry | GE Healthcare (ECRI) | SGH16216448PAS | Active | SHARON
SH00362 | Intermittent Compression Unit | Compression Units (ECRI) | Covidien Inc (ECRI) | 29525 | Kendall SCD 700 | Covidien Inc (ECRI) | V1400247CX | Active | SHARON
SH00363 | Intermittent Compression Unit | Compression Units (ECRI) | Covidien Inc (ECRI) | 29525 | Kendall SCD 700 | Covidien Inc (ECRI) | V1203580CX | Active | SHARON
SH00364 | Intermittent Compression Unit | Compression Units (ECRI) | Covidien Inc (ECRI) | 29525 | Kendall SCD 700 | Covidien Inc (ECRI) | V1200878CX | Active | SHARON
SH00365 | PCA Infusion Pump | Infusion Pumps, Analgesic, Patient-Controlled (ECRI) | Eitan Medical (ECRI) | 15031-000-0028 | Sapphire | QCore Medical (ECRI) | 30019-9905 | Active | SHARON
SH00366 | Monitor, Fetal | Monitors, Fetal (ECRI) | GE Healthcare (ECRI) | 107-PT-001 | NOVII Interface | GE Healthcare (ECRI) | TA4013 | Active | SHARON
SH00367 | Monitor, Fetal | Monitors, Fetal (ECRI) | GE Healthcare (ECRI) | 107-PT-001 | NOVII Interface | GE Healthcare (ECRI) | TA3993 | Active | SHARON
SH00368 | Stretcher | Stretchers (ECRI) | Hillrom Co Inc (ECRI) | P8000 | P8000 | Hillrom Co Inc (ECRI) | Not Available | Active | SHARON
SH00369 | Thermometer, Electronic | Thermometers, Electronic (ECRI) | Welch Allyn Inc (ECRI) | 690 | SureTemp Plus | Welch Allyn Inc (ECRI) | 12213847 | Active | SHARON
SH00370 | Battery/Dock Charger | Battery/Dock Chargers (ECRI) | AccuVein Inc (ECRI) | CC500 | CC500 | AccuVein Inc (ECRI) | CC20060394 | Active | SHARON
SH00371 | Infusion Pump, Syringe | Infusion Pumps, Syringe (ECRI) | Smiths Medical (ECRI) | Medfusion 3500 | Medfusion 3500 | Smiths Medical (ECRI) | M44129 | Active | SHARON
SH00372 | Infusion Pump | Infusion Pumps (ECRI) | Baxter Healthcare Corp (ECRI) | 3570009 | Spectrum IQ | Baxter Healthcare Corp (ECRI) | 3618194 | Active | SHARON
SH00373 | Vein Finder | Vein Finders (ECRI) | AccuVein Inc (ECRI) | AV500 | AV500 | AccuVein Inc (ECRI) | AV20060197 | Active | SHARON
SH00374 | Scale, Infant | Scales, Infant (ECRI) | Medela LLC (ECRI) | BabyWeigh | BabyWeigh | Medela LLC (ECRI) | 73453 | Active | SHARON
SH00375 | Scale, Patient, Infant | Scales, Infant (ECRI) | Welch Allyn Inc (ECRI) | 4800 | 4800 | Scale-Tronix Inc (ECRI) | 48-3725 | Active | SHARON
SH00376 | Monitor, Patient Transport | Monitors, Patient Transport (ECRI) | GE Healthcare (ECRI) | DASH 4000 | DASH 4000 | GE Healthcare (ECRI) | SBG05515353GA | Active | SHARON
SH00377 | Warming Unit, Infant, Radiant | Warming Units, Infant, Radiant (ECRI) | GE Healthcare (ECRI) | Panda iRES | Panda iRES | GE Healthcare (ECRI) | HDJT51512 | Active | SHARON
SH00378 | Battery/Dock Chargers | Battery/Dock Chargers (ECRI) | Welch Allyn Inc (ECRI) | 7114x | Universal Charger | Welch Allyn Inc (ECRI) | 07046 | Active | SHARON
SH00379 | Flowmeter, Oxygen | Flowmeters, Oxygen (ECRI) | GE Datex-Ohmeda Inc (ECRI) | Not Available | Not Available | GE Datex-Ohmeda Inc (ECRI) | AHE L06757 | Active | SHARON
SH00380 | Regulator, Suction | Regulators, Suction (ECRI) | GE Datex-Ohmeda Inc (ECRI) | 6-1224 | 6-1224 | GE Datex-Ohmeda Inc (ECRI) | GFHL03644 | Active | SHARON
SH00381 | Fetal Doppler | Detectors, Fetal Heart, Ultrasonic (ECRI) | Huntleigh Diagnostics (ECRI) | FD2 | Fetal Dopplex II | Huntleigh Diagnostics (ECRI) | Not Available | Active | SHARON
SH00382 | Pump, Breast | Pumps, Breast (ECRI) | Medela LLC (ECRI) | 600.0837 | Symphony | Medela LLC (ECRI) | 1809028 | Active | SHARON
SH00383 | Pump, Breast | Pumps, Breast (ECRI) | Medela LLC (ECRI) | 600.0837 | Symphony | Medela LLC (ECRI) | 1134435 | Active | SHARON
SH00384 | Pump, Breast | Pumps, Breast (ECRI) | Medela LLC (ECRI) | 600.0837 | Symphony | Medela LLC (ECRI) | 1905469 | Active | SHARON
SH00385 | Pump, Breast | Pumps, Breast (ECRI) | Medela LLC (ECRI) | 600.0837 | Symphony | Medela LLC (ECRI) | 13407671 | Active | SHARON
SH00386 | Light, Examination | Lights, Examination (ECRI) | Welch Allyn Inc (ECRI) | LS-150 | LS-150 | Welch Allyn Inc (ECRI) | S/N-361419755 | Active | SHARON
SH00387 | Lights, Ceiling-Mounted | Lights, Illumination, Ceiling-Mounted (ECRI) | STERIS Corp (ECRI) | LD202 | LD202 | STERIS Corp (ECRI) | Not Available | Active | SHARON
SH00388 | PCEA Infusion Pump | Infusion Pumps, Analgesic, Patient-Controlled (ECRI) | QCore Medical (ECRI) | 15032-000-0027 | Sapphire | ICU Medical Inc (ECRI) | 30021-3826 | Active | SHARON
SH00389 | Infusion Pump | Infusion Pumps (ECRI) | Baxter Healthcare Corp (ECRI) | 3570009 | Spectrum IQ | Baxter Healthcare Corp (ECRI) | 3613726 | Active | SHARON
SH00390 | Infusion Pump | Infusion Pumps (ECRI) | Baxter Healthcare Corp (ECRI) | 3570009 | Spectrum IQ | Baxter Healthcare Corp (ECRI) | 3619375 | Active | SHARON
SH00391 | Radiometer, Phototherapy | Radiometers, Phototherapy (ECRI) | Natus Medical Inc (ECRI) | 53870 | neoBLUE Radiometer | Natus Medical Inc (ECRI) | 14676 | Active | SHARON
SH00392 | Phototherapy Unit | Phototherapy Units, Hyperbilirubinemia (ECRI) | Natus Medical Inc (ECRI) | neoBLUE mini | neoBLUE mini | Natus Medical Inc (ECRI) | 60444 | Active | SHARON
SH00393 | Sphygmomanometer | Sphygmomanometers (ECRI) | Medline Industries Inc (ECRI) | MDS9400 | MDS9400 | Medline Industries Inc (ECRI) | Not Available | Active | SHARON
SH00394 | Monitor, Vital Signs | Monitors, Vital Signs (ECRI) | GE Healthcare (ECRI) | DP300 | DINAMAP Pro 300 | GE Healthcare (ECRI) | 010M0619010 | Active | SHARON
SH00395 | Phototherapy Unit | Phototherapy Units, Hyperbilirubinemia (ECRI) | Natus Medical Inc (ECRI) | neoBLUE | neoBLUE LED | Natus Medical Inc (ECRI) | 32577 | Active | SHARON
SH00396 | Phototherapy Unit | Phototherapy Units, Hyperbilirubinemia (ECRI) | Natus Medical Inc (ECRI) | neoBLUE | neoBLUE LED | Natus Medical Inc (ECRI) | 32578 | Active | SHARON
SH00397 | Battery/Dock Charger | Battery/Dock Chargers (ECRI) | Masimo Corp (ECRI) | RDS-3 | RDS-3 | Masimo Corp (ECRI) | 226322 | Active | SHARON
SH00398 | Oximeter, Pulse | Oximeters, Pulse (ECRI) | Masimo Corp (ECRI) | Radical 7 | Radical 7 | Masimo Corp (ECRI) | 1000035559 | Active | SHARON
SH00399 | Newborn Hearing Screener | Auditory Screening Devices, Newborn (ECRI) | Natus Medical Inc (ECRI) | ALGO 3i | ALGO 3i | Natus Medical Inc (ECRI) | 93173 | Active | SHARON
SH00408 | Regulator, Suction | Regulators, Suction (ECRI) | GE Datex-Ohmeda Inc (ECRI) | 6-1224 | 6-1224 | GE Datex-Ohmeda Inc (ECRI) | GFHL03627 | Active | SHARON
SH00409 | Light, Examination | Lights, Examination (ECRI) | Welch Allyn Inc (ECRI) | LS-150 | LS-150 | Welch Allyn Inc (ECRI) | 361419754 | Active | SHARON
SH00410 | Jaundice Meter | Bilirubinometers (ECRI) | Draeger Inc (ECRI) | JM-105 | JM-105 | Draeger Inc (ECRI) | H2505116 | Active | SHARON
SH00412 | Ventilator, Intensive Care | Ventilators, Intensive Care (ECRI) | Getinge USA Inc (ECRI) | 6487800 | SERVO-i | MAQUET Medical Systems (ECRI) | 03157 | Active | SHARON
SH00413 | Ventilator | Ventilators, Intensive Care (ECRI) | Philips Respironics Inc (ECRI) | V60 | V60 | Philips Respironics Inc (ECRI) | 100038712 | Active | SHARON
SH00414 | Infusion Pump | Infusion Pumps (ECRI) | Baxter Healthcare Corp (ECRI) | 3570009 | Spectrum IQ | Baxter Healthcare Corp (ECRI) | 3620041 | Active | SHARON
SH00415 | Warming Unit, Blood/Solution | Warming Units, Blood/Solution (ECRI) | ICU Medical Inc (ECRI) | HL-90 | HOTLINE LEVEL 1 | Smiths Medical (ECRI) | 2004-0850 | Active | SHARON
SH00416 | Warming Unit, Patient | Warming Units, Patient, Forced-Air (ECRI) | 3M Health Care (ECRI) | 505 | Bair Hugger 505 | Arizant Healthcare (ECRI) | 92294 | Active | SHARON
SH00417 | Light, Examination | Lights, Examination (ECRI) | Welch Allyn Inc (ECRI) | LS-135 | LS-135 | Welch Allyn Inc (ECRI) | 70203 | Active | SHARON
SH00418 | Monitor, Vital Signs | Monitors, Vital Signs (ECRI) | Welch Allyn Inc (ECRI) | 53ST0 | 300 Series | Welch Allyn Inc (ECRI) | JA124799 | Active | SHARON
SH00419 | Cast Cutter Vacuum | Cast Cutter Vacuums (ECRI) | Stryker Instruments (ECRI) | 886 | Plaster Vac | Stryker Instruments (ECRI) | 08116013 | Active | SHARON
SH00420 | Cast Cutter, Electric | Cast Cutters, Electric (ECRI) | Stryker Instruments (ECRI) | 848 | Cast Cutter | Stryker Instruments (ECRI) | 0901013 | Active | SHARON
SH00421 | Infusion Pump | Infusion Pumps (ECRI) | Baxter Healthcare Corp (ECRI) | 3570009 | Spectrum IQ | Baxter Healthcare Corp (ECRI) | 3620328 | Active | SHARON
SH00422 | Pacemaker, External | Pacemakers, External (ECRI) | Medtronic Inc (ECRI) | 5375 | 5375 | Medtronic Inc (ECRI) | CE1013831P | Active | SHARON
SH00423 | Programmer, Pacemaker | Programmers, Pacemaker (ECRI) | Medtronic Inc (ECRI) | 2090 | CareLink | Medtronic Inc (ECRI) | PKK002659R | Active | SHARON
SH00424 | Laryngoscope, Rigid, Video | Laryngoscopes, Rigid, Video (ECRI) | Verathon Inc (ECRI) | Cobalt AVL | Glidescope Cobalt | Verathon Inc (ECRI) | AN151923 | Active | SHARON
SH00425 | Monitor, Vital Signs | Monitors, Vital Signs (ECRI) | Welch Allyn Inc (ECRI) | 53ST0 | 300 Series | Welch Allyn Inc (ECRI) | JA124569 | Active | SHARON
SH00426 | Light, Examination | Lights, Examination (ECRI) | Welch Allyn Inc (ECRI) | LS-135 | LS-135 | Welch Allyn Inc (ECRI) | Not Available | Active | SHARON
SH00427 | Regulator, Suction | Regulators, Suction (ECRI) | GE Datex-Ohmeda Inc (ECRI) | 6-1224 | 6-1224 | GE Datex-Ohmeda Inc (ECRI) | GFHY09207 | Active | SHARON
SH00428 | Flowmeter, Oxygen | Flowmeters, Oxygen (ECRI) | Ohio Medical Corp (ECRI) | Not Available | Not Available | Ohio Medical Corp (ECRI) | AHEL06744 | Active | SHARON
SH00429 | Flowmeter, Oxygen | Flowmeters, Oxygen (ECRI) | GE Datex-Ohmeda Inc (ECRI) | Not Available | Not Available | GE Datex-Ohmeda Inc (ECRI) | AHEL06741 | Active | SHARON
SH00430 | Stretcher | Stretchers (ECRI) | Hillrom Co Inc (ECRI) | P8000 | P8000 | Hillrom Co Inc (ECRI) | K195AQ8049 | Active | SHARON
SH00431 | Monitor, Patient | Monitors, Patient (ECRI) | Philips Healthcare (ECRI) | MX400 (866060) | IntelliVue MX400 | Philips Healthcare (ECRI) | DE35160009 | Active | SHARON
SH00432 | Module, Multiparameter | Modules, Multiparameter (ECRI) | Philips Healthcare (ECRI) | M3001A | M3001A | Philips Healthcare (ECRI) | DE5630FWAY | Active | SHARON
SH00433 | Thermometer, Electronic | Thermometers, Electronic (ECRI) | Welch Allyn Inc (ECRI) | 690 | SureTemp Plus | Welch Allyn Inc (ECRI) | 23491539 | Active | SHARON
SH00434 | GS Integrated Wall System | Ophthalmoscope/Otoscope/Vital Signs Measuring Systems (ECRI) | Welch Allyn Inc (ECRI) | 767 Series | 767 Series | Welch Allyn Inc (ECRI) | Not Available | Active | SHARON
SH00435 | Laryngoscope, Rigid, Video | Laryngoscopes, Rigid, Video (ECRI) | Verathon Inc (ECRI) | 0570-0404 | GlideScope Core 15 | Verathon Inc (ECRI) | CN222562 | Active | SHARON
SH00436 | Light, Surgical | Lights, Surgical (ECRI) | STERIS Corp (ECRI) | Harmony LC | Harmony LC | STERIS Corp (ECRI) | Not Available | Active | SHARON
SH00437 | GS Integrated Wall System | Ophthalmoscope/Otoscope/Vital Signs Measuring Systems (ECRI) | Welch Allyn Inc (ECRI) | 767 Series | 767 Series | Welch Allyn Inc (ECRI) | 361419756ER | Active | SHARON
SH00438 | Monitor, Patient | Monitors, Patient Transport (ECRI) | Philips Healthcare (ECRI) | M3002A | IntelliVue X2 | Philips Healthcare (ECRI) | DE575N4127 | Active | SHARON
SH00440 | Monitor, Patient | Monitors, Patient (ECRI) | Philips Healthcare (ECRI) | MX450 (866062) | IntelliVue MX450 | Philips Healthcare (ECRI) | DE35160004 | Active | SHARON
SH00441 | Regulator, Suction | Regulators, Suction (ECRI) | GE Datex-Ohmeda Inc (ECRI) | 6-1224 | 6-1224 | GE Datex-Ohmeda Inc (ECRI) | GFHL03636 | Active | SHARON
SH00442 | Regulator, Suction | Regulators, Suction (ECRI) | Ohio Medical Corp (ECRI) | 1251 | 1251 | Ohio Medical Corp (ECRI) | JGGL00274 | Active | SHARON
SH00443 | Flowmeters, Oxygen | Flowmeters, Oxygen (ECRI) | GE Datex-Ohmeda Inc (ECRI) | Not Available | Not Available | GE Datex-Ohmeda Inc (ECRI) | AHEL06740 | Active | SHARON
SH00445 | Monitor, Patient | Monitors, Patient (ECRI) | Philips Healthcare (ECRI) | MX400 (866060) | IntelliVue MX400 | Philips Healthcare (ECRI) | DE35160010 | Active | SHARON
SH00446 | Warming Unit, Blood/Solution | Warming Units, Blood/Solution (ECRI) | ICU Medical Inc (ECRI) | HL-90 | HOTLINE LEVEL 1 | Smiths Medical (ECRI) | S10002665 | Active | SHARON
SH00447 | Warming Unit, Blood/Solution | Warming Units, Blood/Solution (ECRI) | Smiths Medical (ECRI) | H-1000 | H-1000 Level 1 | Smiths Medical (ECRI) | 20040123 | Active | SHARON
SH00448 | Stretcher | Stretchers (ECRI) | Hillrom Co Inc (ECRI) | P8000 | P8000 | Hillrom Co Inc (ECRI) | U217AQ3015 | Active | SHARON
SH00449 | Light, Surgical | Lights, Surgical (ECRI) | STERIS Corp (ECRI) | Harmony LC | Harmony LC | STERIS Corp (ECRI) | 110302714135 | Active | SHARON
SH00450 | Infusion Pump | Infusion Pumps (ECRI) | Baxter Healthcare Corp (ECRI) | 3570009 | Spectrum IQ | Baxter Healthcare Corp (ECRI) | 3603391 | Active | SHARON
SH00451 | Uninterruptible Power Supply | Power Systems, Uninterruptible (ECRI) | Tripp Lite (ECRI) | SMART700HGL | SMART700HGL | Tripp Lite (ECRI) | 3015AVHSM8E400089 | Active | SHARON
SH00452 | Uninterruptible Power Supply | Power Systems, Uninterruptible (ECRI) | Tripp Lite (ECRI) | SMART700HGL | SMART700HGL | Tripp Lite (ECRI) | 3015AVHS178E400049 | Active | SHARON
SH00453 | High-Flow 2 Humidifer | Oxygen Delivery Units, High-Flow (ECRI) | Fisher & Paykel Health (ECRI) | PT101US | AIRVO 2 | Fisher & Paykel Health (ECRI) | 200810157790 | Active | SHARON
SH00454 | Flowmeter, Oxygen | Flowmeters, Oxygen (ECRI) | Maxtec Inc (ECRI) | Not Available | Not Available | Maxtec Inc (ECRI) | Not Available | Active | SHARON
SH00455 | Flowmeter, Oxygen | Flowmeters, Oxygen (ECRI) | Maxtec Inc (ECRI) | Not Available | Not Available | Maxtec Inc (ECRI) | Not Available | Active | SHARON
SH00456 | High-Flow 2 Humidifer | Oxygen Delivery Units, High-Flow (ECRI) | Fisher & Paykel Health (ECRI) | PT101US | AIRVO 2 | Fisher & Paykel Health (ECRI) | 200810157752 | Active | SHARON
SH00457 | Oximeter, Pulse | Oximeters, Pulse (ECRI) | Masimo Corp (ECRI) | Rad-5v | Rad-5v | Masimo Corp (ECRI) | N76970 | Active | SHARON
SH00458 | Printer/Graphic Recorder | Printer/Graphic Recorders (ECRI) | Philips Healthcare (ECRI) | M3176C (862120) | 2-Channel Recorder | Philips Healthcare (ECRI) | US62908128 | Active | SHARON
SH00459 | Uninterruptible Power Supply | Power Systems, Uninterruptible (ECRI) | APC by Schneider (ECRI) | SCL500RM1U | Smart-UPS 500 | APC by Schneider (ECRI) | 5S2116T42474 | Active | SHARON
SH00460 | Patient Info Center iX | Monitors, Central Station (ECRI) | Philips Healthcare (ECRI) | 866424 | PIC iX | Philips Healthcare (ECRI) | US433E1810 | Active | SHARON
SH00462 | Module, Carbon Dioxide | Modules, Carbon Dioxide (ECRI) | Physio-Control Inc (ECRI) | 11150-000019 | Code Mgmt Module | Physio-Control Inc (ECRI) | 01839032 | Active | SHARON
SH00464 | Monitor, Vital Signs | Monitors, Vital Signs (ECRI) | Welch Allyn Inc (ECRI) | 65NTXX | Connex 6000 Series | Welch Allyn Inc (ECRI) | 100017040718 | Active | SHARON
SH00466 | Regulator, Suction | Regulators, Suction (ECRI) | Ohio Medical Corp (ECRI) | 1251 | 1251 | Ohio Medical Corp (ECRI) | JGGL00271 | Active | SHARON
SH00467 | Regulator, Suction | Regulators, Suction (ECRI) | Ohio Medical Corp (ECRI) | 1251 | 1251 | Ohio Medical Corp (ECRI) | JGGL00268 | Active | SHARON
SH00468 | Stretcher | Stretchers (ECRI) | Stryker Medical (ECRI) | 1710 | 1710 | Stryker Medical (ECRI) | 0306052222 | Active | SHARON
SH00469 | Light, Examination | Lights, Examination (ECRI) | Burton Medical LLC (ECRI) | 0990020 | SuperNova | Burton Medical LLC (ECRI) | N03949 | Active | SHARON
SH00470 | Flowmeter, Oxygen | Flowmeters, Oxygen (ECRI) | GE Datex-Ohmeda Inc (ECRI) | Not Available | Not Available | GE Datex-Ohmeda Inc (ECRI) | AHEL06743 | Active | SHARON
SH00471 | Flowmeter, Oxygen | Flowmeters, Oxygen (ECRI) | Ohio Medical Corp (ECRI) | Not Available | Not Available | Ohio Medical Corp (ECRI) | L01430 | Active | SHARON
SH00472 | Thermometer, Electronic | Thermometers, Electronic (ECRI) | Welch Allyn Inc (ECRI) | 690 | SureTemp Plus | Welch Allyn Inc (ECRI) | 13261028 | Active | SHARON
SH00473 | Light, Surgical | Lights, Surgical (ECRI) | STERIS Corp (ECRI) | LA300 | Harmony | STERIS Corp (ECRI) | 110312613361 | Active | SHARON
SH00474 | Big Wheel Stretcher | Stretchers, Mobile, Hospital (ECRI) | Stryker Medical (ECRI) | 1115 | Prime Series | Stryker Medical (ECRI) | 1312044138 | Active | SHARON
SH00475 | Stretcher | Stretchers (ECRI) | Hillrom Co Inc (ECRI) | P8050 | P8050 | Hillrom Co Inc (ECRI) | U240AQ3924 | Active | SHARON
SH00476 | Thermometer, Electronic | Thermometers, Electronic (ECRI) | Welch Allyn Inc (ECRI) | 692 | SureTemp Plus | Welch Allyn Inc (ECRI) | 10260970 | Active | SHARON
SH00477 | GS Integrated Wall System | Ophthalmoscope/Otoscope/Vital Signs Measuring Systems (ECRI) | Welch Allyn Inc (ECRI) | 767 Series | 767 Series | Welch Allyn Inc (ECRI) | nsn361815147 | Active | SHARON
SH00478 | Monitor, Patient | Monitors, Patient (ECRI) | Philips Healthcare (ECRI) | MX400 (866060) | IntelliVue MX400 | Philips Healthcare (ECRI) | DE35160013 | Active | SHARON
SH00479 | Module, Multiparameter | Modules, Multiparameter (ECRI) | Philips Healthcare (ECRI) | M3001A | M3001A | Philips Healthcare (ECRI) | DE907Z9475 | Active | SHARON
SH00480 | Regulator, Suction | Regulators, Suction (ECRI) | GE Datex-Ohmeda Inc (ECRI) | 6-1224 | 6-1224 | GE Datex-Ohmeda Inc (ECRI) | GFHL03624 | Active | SHARON
SH00481 | Regulator, Suction | Regulators, Suction (ECRI) | Ohio Medical Corp (ECRI) | 1251 | 1251 | Ohio Medical Corp (ECRI) | JGGL00250 | Active | SHARON
SH00482 | Flowmeter, Oxygen | Flowmeters, Oxygen (ECRI) | GE Datex-Ohmeda Inc (ECRI) | 8MFA | 8MFA | GE Datex-Ohmeda Inc (ECRI) | M210800-0600009 | Active | SHARON
SH00483 | Flowmeters, Oxygen | Flowmeters, Oxygen (ECRI) | GE Datex-Ohmeda Inc (ECRI) | 8MFA | 8MFA | GE Datex-Ohmeda Inc (ECRI) | Not Available | Active | SHARON
SH00484 | Light, Surgical | Lights, Surgical (ECRI) | STERIS Corp (ECRI) | LA300 | Harmony | STERIS Corp (ECRI) | 110312613357 | Active | SHARON
SH00485 | Stretcher | Stretchers (ECRI) | Hillrom Co Inc (ECRI) | P8000 | P8000 | Hillrom Co Inc (ECRI) | U218AQ3086 | Active | SHARON
SH00486 | Thermometer, Electronic | Thermometers, Electronic (ECRI) | Welch Allyn Inc (ECRI) | 690 | SureTemp Plus | Welch Allyn Inc (ECRI) | 15040414 | Active | SHARON
SH00487 | Defibrillator | Defibrillators (ECRI) | Physio-Control Inc (ECRI) | LIFEPAK 20e | LIFEPAK 20e | Physio-Control Inc (ECRI) | 47728072 | Active | SHARON
SH00488 | Thermometer, Electronic | Thermometers, Electronic (ECRI) | Welch Allyn Inc (ECRI) | 692 | SureTemp Plus | Welch Allyn Inc (ECRI) | 18507205 | Active | SHARON
SH00489 | Oximeter, Pulse | Oximeters, Pulse (ECRI) | Masimo Corp (ECRI) | Rad-5v | Rad-5v | Masimo Corp (ECRI) | N76749 | Active | SHARON
SH00490 | Oximeter, Pulse | Oximeters, Pulse (ECRI) | Masimo Corp (ECRI) | Rad-5v | Rad-5v | Masimo Corp (ECRI) | N77494 | Active | SHARON
SH00491 | Thermometer, Electronic | Thermometers, Electronic (ECRI) | Welch Allyn Inc (ECRI) | 690 | SureTemp Plus | Welch Allyn Inc (ECRI) | 23491595 | Active | SHARON
SH00492 | Thermometer, Electronic | Thermometers, Electronic (ECRI) | Welch Allyn Inc (ECRI) | 690 | SureTemp Plus | Welch Allyn Inc (ECRI) | 13261017 | Active | SHARON
SH00493 | Thermometer, Electronic | Thermometers, Electronic (ECRI) | Welch Allyn Inc (ECRI) | 690 | SureTemp Plus | Welch Allyn Inc (ECRI) | 04072749 | Active | SHARON
SH00494 | Thermometers, Electronic | Thermometers, Electronic, Infrared (ECRI) | Berrcom Medical Co (ECRI) | JXB-178 | JXB-178 | Berrcom Medical Co (ECRI) | C10200326233 | Active | SHARON
SH00495 | Monitor, Patient | Monitors, Patient (ECRI) | Philips Healthcare (ECRI) | MX450 (866062) | IntelliVue MX450 | Philips Healthcare (ECRI) | DE35160005 | Active | SHARON
SH00496 | Monitor, Patient | Monitors, Patient Transport (ECRI) | Philips Healthcare (ECRI) | M3002A | IntelliVue X2 | Philips Healthcare (ECRI) | DE575N4118 | Active | SHARON
SH00498 | Light, Surgical | Lights, Surgical (ECRI) | STERIS Corp (ECRI) | Harmony LC | Harmony LC | STERIS Corp (ECRI) | 110112608781 | Active | SHARON
SH00499 | Defibrillator | Defibrillators (ECRI) | Physio-Control Inc (ECRI) | LIFEPAK 15 | LIFEPAK 15 | Physio-Control Inc (ECRI) | 47740606 | Active | SHARON
SH00500 | Stretcher | Stretchers (ECRI) | Hillrom Co Inc (ECRI) | P8000 | P8000 | Hillrom Co Inc (ECRI) | M291AQ9663 | Active | SHARON
SH00501 | Regulator, Suction | Regulators, Suction (ECRI) | Ohio Medical Corp (ECRI) | PISA | PISA | Ohio Medical Corp (ECRI) | PSAZ28130 | Active | SHARON
SH00502 | Regulator, Suction | Regulators, Suction (ECRI) | Ohio Medical Corp (ECRI) | 1251 | 1251 | Ohio Medical Corp (ECRI) | JGGL00258 | Active | SHARON
SH00503 | Flowmeter, Oxygen | Flowmeters, Oxygen (ECRI) | GE Datex-Ohmeda Inc (ECRI) | Not Available | Not Available | GE Datex-Ohmeda Inc (ECRI) | L06716 | Active | SHARON
SH00504 | Flowmeters, Medical Air | Flowmeters, Medical Air (ECRI) | Amvex (ECRI) | Not Available | Not Available | Amvex (ECRI) | T15UAZ11506 | Active | SHARON
SH00505 | Patient Info Center iX | Monitors, Central Station (ECRI) | Philips Healthcare (ECRI) | 866424 | PIC iX | Philips Healthcare (ECRI) | MXL136273J | Active | SHARON
SH00506 | Printer/Graphic Recorder | Printer/Graphic Recorders (ECRI) | Philips Healthcare (ECRI) | M3176C (862120) | 2-Channel Recorder | Philips Healthcare (ECRI) | US41021892 | Active | SHARON
SH00507 | Uninterruptible Power Supply | Power Systems, Uninterruptible (ECRI) | APC by Schneider (ECRI) | SC450RM1U | Smart-UPS | APC by Schneider (ECRI) | Not Available | Active | SHARON
SH00508 | Monitor, Patient | Monitors, Patient (ECRI) | Philips Healthcare (ECRI) | MX400 (866060) | IntelliVue MX400 | Philips Healthcare (ECRI) | DE35160007 | Active | SHARON
SH00509 | Thermometer, Electronic | Thermometers, Electronic (ECRI) | Welch Allyn Inc (ECRI) | 690 | SureTemp Plus | Welch Allyn Inc (ECRI) | 15040390 | Active | SHARON
SH00510 | Scale, Patient, Wheelchair | Scales, Wheelchair (ECRI) | Pelstar (Health-O-Meter)(ECRI) | 524KL | 524KL | Pelstar (Health-O-Meter)(ECRI) | 5240005211 | Active | SHARON
SH00511 | Monitor, Display | Monitors, Video (ECRI) | Philips Healthcare (ECRI) | M7T47UC#ABA | M7T47UC#ABA | Philips Healthcare (ECRI) | 2UA6293825 | Active | SHARON
SH00512 | GS Integrated Wall System | Ophthalmoscope/Otoscope/Vital Signs Measuring Systems (ECRI) | Welch Allyn Inc (ECRI) | 767 Series | 767 Series | Welch Allyn Inc (ECRI) | 361419757er | Active | SHARON
SH00513 | Flowmeter, Oxygen | Flowmeters, Oxygen (ECRI) | Amvex (ECRI) | T15UO | T15UO | Amvex (ECRI) | Not Available | Active | SHARON
SH00514 | Infusion Pump | Infusion Pumps (ECRI) | Baxter Healthcare Corp (ECRI) | 3570009 | Spectrum IQ | Baxter Healthcare Corp (ECRI) | 3611047 | Active | SHARON
SH00515 | Light, Surgical | Lights, Surgical (ECRI) | STERIS Corp (ECRI) | Harmony LC | Harmony LC | STERIS Corp (ECRI) | 110302714138 | Active | SHARON
SH00516 | Monitor, Vital Signs | Monitors, Vital Signs (ECRI) | Welch Allyn Inc (ECRI) | 65NTXX | Connex 6000 Series | Welch Allyn Inc (ECRI) | 100016540718 | Active | SHARON
SH00517 | Scanners, Bar-Code | Scanners, Bar-Code (ECRI) | Welch Allyn Inc (ECRI) | Not Available | Not Available | Welch Allyn Inc (ECRI) | Not Available | Active | SHARON
SH00518 | Scale, Floor | Scales, Floor (ECRI) | Befour Inc (ECRI) | SCAL31MC | SCAL31MC | Befour Inc (ECRI) | 090831MC06-4 | Active | SHARON
SH00519 | Electrocardiograph | Electrocardiographs, Multichannel (ECRI) | Philips Healthcare (ECRI) | TC70 | PageWriter | Philips Healthcare (ECRI) | USO2236885 | Active | SHARON
SH00520 | Scanners, Bar-Code | Scanners, Bar-Code (ECRI) | Welch Allyn Inc (ECRI) | Not Available | Not Available | Welch Allyn Inc (ECRI) | Not Available | Active | SHARON
SH00521 | Electrocardiograph | Electrocardiographs, Multichannel (ECRI) | Philips Healthcare (ECRI) | TC70 | PageWriter | Philips Healthcare (ECRI) | USO2236886 | Active | SHARON
SH00522 | Scanner, Bar-Code | Scanners, Bar-Code (ECRI) | Welch Allyn Inc (ECRI) | Not Available | Not Available | Welch Allyn Inc (ECRI) | Not Available | Active | SHARON
SH00523 | Thermometer, Electronic | Thermometers, Electronic (ECRI) | Welch Allyn Inc (ECRI) | 692 | SureTemp Plus | Welch Allyn Inc (ECRI) | 23465603 | Active | SHARON
SH00524 | Stretcher | Stretchers (ECRI) | Hillrom Co Inc (ECRI) | P8000 | P8000 | Hillrom Co Inc (ECRI) | F120AN8281 | Active | SHARON
SH00525 | Module, Multiparameter | Modules, Multiparameter (ECRI) | Philips Healthcare (ECRI) | M3001A | M3001A | Philips Healthcare (ECRI) | DE5630FWAW | Active | SHARON
SH00526 | Monitor, Patient | Monitors, Patient (ECRI) | Philips Healthcare (ECRI) | MX400 (866060) | IntelliVue MX400 | Philips Healthcare (ECRI) | DE35160008 | Active | SHARON
SH00527 | Light, Examination | Lights, Examination (ECRI) | Hillrom Co Inc (ECRI) | 965 | Exam Plus 965 | Hillrom Co Inc (ECRI) | 080675 | Active | SHARON
SH00528 | Scale, Floor | Scales, Floor (ECRI) | Detecto Scale Co (ECRI) | 597KL | 597KL | Detecto Scale Co (ECRI) | Not available | Active | SHARON
SH00529 | Defibrillator | Defibrillators (ECRI) | Physio-Control Inc (ECRI) | LIFEPAK 20e | LIFEPAK 20e | Physio-Control Inc (ECRI) | 47727202 | Active | SHARON
SH00530 | Stretcher | Stretchers, Mobile, Hospital (ECRI) | Stryker Medical (ECRI) | 0737 | 0737 | Stryker Medical (ECRI) | 0704090921 | Active | SHARON
SH00536 | Thermometer, Electronic | Thermometers, Electronic (ECRI) | Welch Allyn Inc (ECRI) | 690 | SureTemp Plus | Welch Allyn Inc (ECRI) | 09190590 | Active | SHARON
SH00537 | Probes, Bladder Scan | Probes, Bladder Scan (ECRI) | Verathon Inc (ECRI) | 0570-0413 | 0570-0413 | Verathon Inc (ECRI) | PT014627 | Active | SHARON
SH00538 | Scanning System, Bladder | Scanning Systems, Bladder (ECRI) | Verathon Inc (ECRI) | i10 (0570-0412) | BladderScan i10 | Verathon Inc (ECRI) | CT240797 | Active | SHARON
SH00539 | Programmer, Pacemaker | Programmers, Pacemaker (ECRI) | Medtronic Inc (ECRI) | 24967 | CareLink SmartSync | Medtronic Inc (ECRI) | RFA004738A | Active | SHARON
SH00540 | Chair, Mammography | Chairs, Mammography (ECRI) | STERIS Corp (ECRI) | MBC00000 | MBC00000 | STERIS Corp (ECRI) | MBC0108500783 | Active | SHARON
SH00541 | Sphygmomanometer | Sphygmomanometers (ECRI) | Medline Industries Inc (ECRI) | MDS9400 | MDS9400 | Medline Industries Inc (ECRI) | 016705 | Active | SHARON
SH00542 | Flowmeters, Oxygen | Flowmeters, Oxygen (ECRI) | Medline Industries Inc (ECRI) | Not Available | Not Available | Medline Industries Inc (ECRI) | Not Available | Active | SHARON
SH00543 | Flowmeters, Oxygen | Flowmeters, Oxygen (ECRI) | Ohio Medical Corp (ECRI) | Not Available | Not Available | Ohio Medical Corp (ECRI) | AHEL06738 | Active | SHARON
SH00544 | Regulator, Suction | Regulators, Suction (ECRI) | GE Datex-Ohmeda Inc (ECRI) | 6-1224 | 6-1224 | GE Datex-Ohmeda Inc (ECRI) | GFHY09217 | Active | SHARON
SH00545 | Sphygmomanometer | Sphygmomanometers (ECRI) | Medline Industries Inc (ECRI) | MDS9400 | MDS9400 | Medline Industries Inc (ECRI) | 023828 | Active | SHARON
SH00546 | Ventilator | Ventilators, Intensive Care (ECRI) | Draeger Inc (ECRI) | V500 | Evita Infinity V500 | Draeger Inc (ECRI) | ASKL-0162 | Active | SHARON
SH00547 | Humidifier, Heated | Humidifiers, Heated (ECRI) | Fisher & Paykel Health (ECRI) | MR850 | MR850 | Fisher & Paykel Health (ECRI) | 150528249242 | Active | SHARON
SH00548 | Ventilator | Ventilators, Intensive Care (ECRI) | Draeger Inc (ECRI) | V500 | Evita Infinity V500 | Draeger Inc (ECRI) | ASKL-0147 | Active | SHARON
SH00549 | Humidifier, Heated | Humidifiers, Heated (ECRI) | Fisher & Paykel Health (ECRI) | MR850 | MR850 | Fisher & Paykel Health (ECRI) | 030501010390 | Active | SHARON
SH00550 | Ventilator, Intensive Care | Ventilators, Intensive Care (ECRI) | Getinge USA Inc (ECRI) | 6487800 | SERVO-i | Siemens Healthcare (ECRI) | 03155 | Active | SHARON
SH00551 | Ventilator, Portable/Home Care | Ventilators, Portable/Home Care (ECRI) | ZOLL Medical Corp (ECRI) | 754 | 754 Uni-Vent | ZOLL Medical Corp (ECRI) | 0611059 | Active | SHARON
SH00552 | Intermittent Compression Unit | Compression Units (ECRI) | Covidien Inc (ECRI) | 29525 | Kendall SCD 700 | Covidien Inc (ECRI) | V1302253CX | Active | SHARON
SH00553 | Intermittent Compression Unit | Compression Units (ECRI) | Covidien Inc (ECRI) | 29525 | Kendall SCD 700 | Covidien Inc (ECRI) | V1201539CX | Active | SHARON
SH00554 | Pump, Circulating Fluid | Pumps, Circulating Fluid (ECRI) | Stryker Medical (ECRI) | TP-500 | T/PUMP | Gaymar Industries Inc (ECRI) | B10B74 | Active | SHARON
SH00556 | Bed, Electric | Beds, Electric (ECRI) | Hillrom Co Inc (ECRI) | P3200 | VersaCare | Hillrom Co Inc (ECRI) | M287AD0713 | Active | SHARON
SH00557 | Bed, Electric | Beds, Electric (ECRI) | Hillrom Co Inc (ECRI) | P3200 | VersaCare | Hillrom Co Inc (ECRI) | Q201AD2570 | Active | SHARON
SH00559 | Monitor, Patient | Monitors, Patient (ECRI) | Philips Healthcare (ECRI) | MX400 (866060) | IntelliVue MX400 | Philips Healthcare (ECRI) | DE35160011 | Active | SHARON
SH00561 | Monitor, Patient | Monitors, Patient (ECRI) | Philips Healthcare (ECRI) | MX400 (866060) | IntelliVue MX400 | Philips Healthcare (ECRI) | DE35160022 | Active | SHARON
SH00562 | Module, Multiparameter | Modules, Multiparameter (ECRI) | Philips Healthcare (ECRI) | M3001A | M3001A | Philips Healthcare (ECRI) | DE5630FWA7 | Active | SHARON
SH00563 | Light, Examination | Lights, Examination (ECRI) | Hillrom Co Inc (ECRI) | 965 | Exam Plus 965 | Hillrom Co Inc (ECRI) | 080683 | Active | SHARON
SH00564 | GS Integrated Wall System | Ophthalmoscope/Otoscope/Vital Signs Measuring Systems (ECRI) | Welch Allyn Inc (ECRI) | 767 Series | 767 Series | Welch Allyn Inc (ECRI) | Not Available | Active | SHARON
SH00565 | Flowmeter, Oxygen | Flowmeters, Oxygen (ECRI) | GE Datex-Ohmeda Inc (ECRI) | Not Available | Not Available | GE Datex-Ohmeda Inc (ECRI) | AHEL06746 | Active | SHARON
SH00566 | Flowmeter, Oxygen | Flowmeters, Oxygen (ECRI) | GE Datex-Ohmeda Inc (ECRI) | Not Available | Not Available | GE Datex-Ohmeda Inc (ECRI) | AHEL06742 | Active | SHARON
SH00568 | Slit Lamp | Slit Lamps (ECRI) | Haag-Streit Group USA (ECRI) | BM900 | BM900 | Haag-Streit Group USA (ECRI) | 13443 | Active | SHARON
SH00570 | Light, Examination | Lights, Examination (ECRI) | Burton Medical LLC (ECRI) | 0990020 | SuperNova | Burton Medical LLC (ECRI) | FL932209 | Active | SHARON
SH00572 | Regulator, Suction | Regulators, Suction (ECRI) | Ohio Medical Corp (ECRI) | 1251 | 1251 | Ohio Medical Corp (ECRI) | JGGL00249 | Active | SHARON
SH00573 | Regulator, Suction | Regulators, Suction (ECRI) | Ohio Medical Corp (ECRI) | 1251 | 1251 | Ohio Medical Corp (ECRI) | JGGL00256 | Active | SHARON
SH00577 | Pressure Monitor | Manometers (ECRI) | C2Dx Inc (ECRI) | 0295-001-000 | Intra-Compartmental | C2Dx Inc (ECRI) | 19227336920 | Active | SHARON
SH00578 | Fetal Doppler | Detectors, Fetal Heart, Ultrasonic (ECRI) | Huntleigh Diagnostics (ECRI) | FD2 | Fetal Dopplex II | Huntleigh Diagnostics (ECRI) | FD2P 30205488-07 | Active | SHARON
SH00579 | Fetal Doppler | Detectors, Fetal Heart, Ultrasonic (ECRI) | Huntleigh Diagnostics (ECRI) | FD2 | Fetal Dopplex II | Huntleigh Diagnostics (ECRI) | RD2X10401035-07 | Active | SHARON
SH00580 | Bed, Electric | Beds, Electric (ECRI) | Hillrom Co Inc (ECRI) | P3200 | VersaCare | Hillrom Co Inc (ECRI) | Not Available | Active | SHARON
SH00581 | Thermometer, Electronic | Thermometers, Electronic (ECRI) | Welch Allyn Inc (ECRI) | 690 | SureTemp Plus | Welch Allyn Inc (ECRI) | 18507203 | Active | SHARON
SH00582 | Flowmeter, Oxygen | Flowmeters, Oxygen (ECRI) | GE Datex-Ohmeda Inc (ECRI) | Not Available | Not Available | GE Datex-Ohmeda Inc (ECRI) | L06713 | Active | SHARON
SH00584 | Regulator, Suction | Regulators, Suction (ECRI) | Ohio Medical Corp (ECRI) | 1251 | 1251 | Ohio Medical Corp (ECRI) | JGGL00247 | Active | SHARON
SH00585 | GS Integrated Wall System | Ophthalmoscope/Otoscope/Vital Signs Measuring Systems (ECRI) | Welch Allyn Inc (ECRI) | 767 Series | 767 Series | Welch Allyn Inc (ECRI) | Not Available | Active | SHARON
SH00587 | Monitor, Patient | Monitors, Patient Transport (ECRI) | Philips Healthcare (ECRI) | M3002A | IntelliVue X2 | Philips Healthcare (ECRI) | DE575N4117 | Active | SHARON
SH00588 | Headlight | Headlights (ECRI) | Welch Allyn Inc (ECRI) | 49003 | 49003 | Welch Allyn Inc (ECRI) | Not Available | Active | SHARON
SH00589 | Flowmeter, Oxygen | Flowmeters, Oxygen (ECRI) | GE Datex-Ohmeda Inc (ECRI) | 1MFA | 1MFA | GE Datex-Ohmeda Inc (ECRI) | Not Available | Active | SHARON
SH00590 | Flowmeters, Oxygen | Flowmeters, Oxygen (ECRI) | GE Datex-Ohmeda Inc (ECRI) | 1MFA | 1MFA | GE Datex-Ohmeda Inc (ECRI) | Not Available | Active | SHARON
SH00591 | Regulator, Suction | Regulators, Suction (ECRI) | Ohio Medical Corp (ECRI) | 1251 | 1251 | Ohio Medical Corp (ECRI) | JGGL00255 | Active | SHARON
SH00592 | GS Integrated Wall System | Ophthalmoscope/Otoscope/Vital Signs Measuring Systems (ECRI) | Welch Allyn Inc (ECRI) | 767 Series | 767 Series | Welch Allyn Inc (ECRI) | Not Available | Active | SHARON
SH00593 | Regulator, Suction | Regulators, Suction (ECRI) | Ohio Medical Corp (ECRI) | 1251 | 1251 | Ohio Medical Corp (ECRI) | PSAZ28134 | Active | SHARON
SH00594 | Light, Surgical | Lights, Surgical (ECRI) | STERIS Corp (ECRI) | AS7-120 | AS7-120 | STERIS Corp (ECRI) | 0411507005B | Active | SHARON
SH00595 | Light, Examination | Lights, Examination (ECRI) | Hillrom Co Inc (ECRI) | 965 | Exam Plus 965 | Hillrom Co Inc (ECRI) | 080636 | Active | SHARON
SH00596 | Regulator, Suction | Regulators, Suction (ECRI) | Ohio Medical Corp (ECRI) | 1251 | 1251 | Ohio Medical Corp (ECRI) | JGGL00246 | Active | SHARON
SH00597 | Regulator, Suction | Regulators, Suction (ECRI) | Ohio Medical Corp (ECRI) | 1251 | 1251 | Ohio Medical Corp (ECRI) | JGGL00266 | Active | SHARON
SH00598 | Flowmeter, Oxygen | Flowmeters, Oxygen (ECRI) | GE Datex-Ohmeda Inc (ECRI) | Not Available | Not Available | GE Datex-Ohmeda Inc (ECRI) | L06762 | Active | SHARON
SH00599 | Monitor, Vital Signs | Monitors, Vital Signs (ECRI) | Welch Allyn Inc (ECRI) | 65NTXX | Connex 6000 Series | Welch Allyn Inc (ECRI) | 100016560718 | Active | SHARON
SH00600 | Oximeter, Pulse | Oximeters, Pulse (ECRI) | Masimo Corp (ECRI) | Radical 7 | Radical 7 | Masimo Corp (ECRI) | 1000041980 | Active | SHARON
SH00601 | Battery/Dock Charger | Battery/Dock Chargers (ECRI) | Masimo Corp (ECRI) | RDS-3 | RDS-3 | Masimo Corp (ECRI) | 226359 | Active | SHARON
SH00602 | Monitor, Vital Signs | Monitors, Vital Signs (ECRI) | Welch Allyn Inc (ECRI) | 65NTXX | Connex 6000 Series | Welch Allyn Inc (ECRI) | 100017920818 | Active | SHARON
SH00603 | Scanners,Barcode | Scanners, Bar-Code (ECRI) | Welch Allyn Inc (ECRI) | Not Available | Not Available | Welch Allyn Inc (ECRI) | Not Available | Active | SHARON
SH00604 | Flowmeter, Oxygen | Flowmeters, Oxygen (ECRI) | Not Available | Not Available | Not Available | Not Available | Not Available | Active | SHARON
SH00605 | Regulator, Suction | Regulators, Suction (ECRI) | Ohio Medical Corp (ECRI) | 1224 | 1224 | GE Datex-Ohmeda Inc (ECRI) | GFHA25157 | Active | SHARON
SH00607 | Monitor, Patient Transport | Monitors, Patient Transport (ECRI) | GE Healthcare (ECRI) | DASH 4000 | DASH 4000 | GE Healthcare (ECRI) | AAB04210855GA | Active | SHARON
SH00608 | Scanner, Bar-Code | Scanners, Bar-Code (ECRI) | Welch Allyn Inc (ECRI) | Not Available | Not Available | Welch Allyn Inc (ECRI) | Not Available | Active | SHARON
SH00609 | Thermometer, Electronic | Thermometers, Electronic (ECRI) | Welch Allyn Inc (ECRI) | 690 | SureTemp Plus | Welch Allyn Inc (ECRI) | 23491580 | Active | SHARON
SH00610 | Flowmeter, Oxygen | Flowmeters, Oxygen (ECRI) | WT Farley Inc (ECRI) | 3-700 | 3-700 | WT Farley Inc (ECRI) | Not Available | Active | SHARON
SH00611 | Regulator, Suction | Regulators, Suction (ECRI) | Ohio Medical Corp (ECRI) | 1251 | 1251 | Ohio Medical Corp (ECRI) | AKGL01426 | Active | SHARON
SH00612 | Monitor, Patient | Monitors, Patient (ECRI) | Philips Healthcare (ECRI) | MX400 (866060) | IntelliVue MX400 | Philips Healthcare (ECRI) | DE35160014 | Active | SHARON
SH00613 | Module, Multiparameter | Modules, Multiparameter (ECRI) | Philips Healthcare (ECRI) | M3001A | M3001A | Philips Healthcare (ECRI) | DE5630FWBL | Active | SHARON
SH00615 | Monitor, Vital Signs | Monitors, Vital Signs (ECRI) | Welch Allyn Inc (ECRI) | 75MT | Connex Spot Monitor | Welch Allyn Inc (ECRI) | 100059375223 | Active | SHARON
SH00616 | Scanners,Bar-code | Scanners, Bar-Code (ECRI) | Welch Allyn Inc (ECRI) | Not Available | Not Available | Welch Allyn Inc (ECRI) | Not available | Active | SHARON
SH00617 | Monitor, Vital Signs | Monitors, Vital Signs (ECRI) | Welch Allyn Inc (ECRI) | 65NTXX | Connex 6000 Series | Welch Allyn Inc (ECRI) | 100017050718 | Active | SHARON
SH00618 | Scanners, Bar-Code | Scanners, Bar-Code (ECRI) | Welch Allyn Inc (ECRI) | Not Available | Not Available | Welch Allyn Inc (ECRI) | Not Available | Active | SHARON
SH00619 | Monitor, Vital Signs | Monitors, Vital Signs (ECRI) | Welch Allyn Inc (ECRI) | 75MT | Connex Spot Monitor | Welch Allyn Inc (ECRI) | 100058695223 | Active | SHARON
SH00620 | Scanners, Bar-Code | Scanners, Bar-Code (ECRI) | Welch Allyn Inc (ECRI) | Not Available | Not Available | Welch Allyn Inc (ECRI) | Not Available | Active | SHARON
SH00621 | Defibrillator | Defibrillators (ECRI) | Physio-Control Inc (ECRI) | LIFEPAK 20e | LIFEPAK 20e | Physio-Control Inc (ECRI) | 47720926 | Active | SHARON
SH00622 | Battery/Dock Charger | Battery/Dock Chargers (ECRI) | Masimo Corp (ECRI) | RDS-3 | RDS-3 | Masimo Corp (ECRI) | 226510 | Active | SHARON
SH00623 | Oximeter, Pulse | Oximeters, Pulse (ECRI) | Masimo Corp (ECRI) | Radical 7 | Radical 7 | Masimo Corp (ECRI) | 1000035456 | Active | SHARON
SH00624 | Module, Carbon Dioxide | Modules, Carbon Dioxide (ECRI) | Physio-Control Inc (ECRI) | 11150-000019 | Code Mgmt Module | Physio-Control Inc (ECRI) | 01839108 | Active | SHARON
SH00625 | Bed, Electric | Beds, Electric (ECRI) | Hillrom Co Inc (ECRI) | P3200 | VersaCare | Hillrom Co Inc (ECRI) | 700203R013 | Active | SHARON
SH00626 | Infusion Pump | Infusion Pumps (ECRI) | Baxter Healthcare Corp (ECRI) | 3570009 | Spectrum IQ | Baxter Healthcare Corp (ECRI) | 3619921 | Active | SHARON
SH00627 | Flowmeter, Oxygen | Flowmeters, Oxygen (ECRI) | Medline Industries Inc (ECRI) | Not Available | Not Available | Medline Industries Inc (ECRI) | FMO15U-M07011KD | Active | SHARON
SH00628 | Sphygmomanometer | Sphygmomanometers (ECRI) | Medline Industries Inc (ECRI) | MDS9400 | MDS9400 | Medline Industries Inc (ECRI) | nsnS0898 | Active | SHARON
SH00629 | Infusion Pump | Infusion Pumps (ECRI) | Baxter Healthcare Corp (ECRI) | 3570009 | Spectrum IQ | Baxter Healthcare Corp (ECRI) | 3614673 | Active | SHARON
SH00630 | Stretcher | Stretchers (ECRI) | Hillrom Co Inc (ECRI) | 881 | 881 | Hillrom Co Inc (ECRI) | 61B13-M | Active | SHARON
SH00631 | Infusion Pump | Infusion Pumps (ECRI) | Baxter Healthcare Corp (ECRI) | 3570009 | Spectrum IQ | Baxter Healthcare Corp (ECRI) | 3610489 | Active | SHARON
SH00632 | Regulator, Suction | Regulators, Suction (ECRI) | GE Datex-Ohmeda Inc (ECRI) | 6-1224 | 6-1224 | GE Datex-Ohmeda Inc (ECRI) | GFHY09216 | Active | SHARON
SH00633 | Flowmeter, Oxygen | Flowmeters, Oxygen (ECRI) | GE Datex-Ohmeda Inc (ECRI) | Not Available | Not Available | GE Datex-Ohmeda Inc (ECRI) | FMO15U-M07003KD | Active | SHARON
SH00634 | Intermittent Compression Unit | Compression Units (ECRI) | Covidien Inc (ECRI) | 29525 | Kendall SCD 700 | Covidien Inc (ECRI) | V1302227CX | Active | SHARON
SH00635 | Infusion Pump | Infusion Pumps (ECRI) | Baxter Healthcare Corp (ECRI) | 3570009 | Spectrum IQ | Baxter Healthcare Corp (ECRI) | 3601900 | Active | SHARON
SH00636 | Intermittent Compression Unit | Compression Units (ECRI) | Covidien Inc (ECRI) | 29525 | Kendall SCD 700 | Covidien Inc (ECRI) | V1101151SX | Active | SHARON
SH00637 | Flowmeter, Oxygen | Flowmeters, Oxygen (ECRI) | GE Datex-Ohmeda Inc (ECRI) | Not Available | Not Available | GE Datex-Ohmeda Inc (ECRI) | FMO15U-M07007KD | Active | SHARON
SH00638 | Regulator, Suction | Regulators, Suction (ECRI) | Allied Healthcare Inc (ECRI) | 22-15-1106 | Vacutron | Allied Healthcare Inc (ECRI) | Not Available | Active | SHARON
SH00640 | Bed, Electric | Beds, Electric (ECRI) | Hillrom Co Inc (ECRI) | P3200 | VersaCare | Hillrom Co Inc (ECRI) | M287AD0684 | Active | SHARON
SH00641 | Sphygmomanometer | Sphygmomanometers (ECRI) | Medline Industries Inc (ECRI) | MDS9400 | MDS9400 | Medline Industries Inc (ECRI) | 039450 | Active | SHARON
SH00642 | Infusion Pump | Infusion Pumps (ECRI) | Baxter Healthcare Corp (ECRI) | 3570009 | Spectrum IQ | Baxter Healthcare Corp (ECRI) | 3618756 | Active | SHARON
SH00643 | Bed, Electric | Beds, Electric (ECRI) | Hillrom Co Inc (ECRI) | P3200 | VersaCare | Hillrom Co Inc (ECRI) | Q201AD2566 | Active | SHARON
SH00644 | Probes, Bladder Scan | Probes, Bladder Scan (ECRI) | Verathon Inc (ECRI) | 0570-0413 | 0570-0413 | Verathon Inc (ECRI) | PT014615 | Active | SHARON
SH00645 | Electrocardiograph | Electrocardiographs, Multichannel (ECRI) | Philips Healthcare (ECRI) | TC70 | PageWriter | Philips Healthcare (ECRI) | USO2236884 | Active | SHARON
SH00646 | Infusion Pump | Infusion Pumps (ECRI) | Baxter Healthcare Corp (ECRI) | 3570009 | Spectrum IQ | Baxter Healthcare Corp (ECRI) | 3619857 | Active | SHARON
SH00647 | Infusion Pump | Infusion Pumps (ECRI) | Baxter Healthcare Corp (ECRI) | 3570009 | Spectrum IQ | Baxter Healthcare Corp (ECRI) | 3619871 | Active | SHARON
SH00648 | Capnograph | Capnographs (ECRI) | Medtronic Inc (ECRI) | Capnostream 20p | Capnostream 20p | Medtronic Inc (ECRI) | PA22172083 | Active | SHARON
SH00649 | Monitor, Patient Transport | Monitors, Patient Transport (ECRI) | GE Healthcare (ECRI) | DASH 3000 | DASH 3000 | GE Healthcare (ECRI) | SD008419681GA | Active | SHARON
SH00650 | PCA Infusion Pump | Infusion Pumps, Analgesic, Patient-Controlled (ECRI) | Eitan Medical (ECRI) | 15031-000-0028 | Sapphire | QCore Medical (ECRI) | 30016-8090 | Active | SHARON
SH00651 | Infusion Pump, Enteral Feeding | Infusion Pumps, Enteral Feeding (ECRI) | Covidien Inc (ECRI) | Kangaroo ePUMP | Kangaroo ePUMP | Covidien Inc (ECRI) | C1291382 | Active | SHARON
SH00652 | Infusion Pump, Enteral Feeding | Infusion Pumps, Enteral Feeding (ECRI) | Covidien Inc (ECRI) | Kangaroo ePUMP | Kangaroo ePUMP | Covidien Inc (ECRI) | C1291376 | Active | SHARON
SH00653 | Infusion Pump, Enteral Feeding | Infusion Pumps, Enteral Feeding (ECRI) | Covidien Inc (ECRI) | Kangaroo ePUMP | Kangaroo ePUMP | Covidien Inc (ECRI) | C1291378 | Active | SHARON
SH00654 | Module, Electrocardiograph | Modules, Electrocardiographs (ECRI) | Philips Healthcare (ECRI) | 453564659321 | 453564659321 | Philips Healthcare (ECRI) | CN02214313 | Active | SHARON
SH00655 | Scanner, Bar-Code | Scanners, Bar-Code (ECRI) | Welch Allyn Inc (ECRI) | Not Available | Not Available | Welch Allyn Inc (ECRI) | 220819-016 | Active | SHARON
SH00656 | Scanning System, Bladder | Scanning Systems, Bladder (ECRI) | Verathon Inc (ECRI) | i10 (0570-0412) | BladderScan i10 | Verathon Inc (ECRI) | CT241021 | Active | SHARON
SH00657 | Infusion Pump | Infusion Pumps (ECRI) | Baxter Healthcare Corp (ECRI) | 3570009 | Spectrum IQ | Baxter Healthcare Corp (ECRI) | 3618632 | Active | SHARON
SH00658 | Ventilator | Ventilators, Intensive Care (ECRI) | Philips Respironics Inc (ECRI) | V60 | V60 | Philips Respironics Inc (ECRI) | 100133610 | Active | SHARON
SH00659 | Ventilator, Intensive Care | Ventilators, Intensive Care (ECRI) | Getinge USA Inc (ECRI) | 6487800 | SERVO-i | Siemens Healthcare (ECRI) | 102171 | Active | SHARON
SH00660 | Ventilator | Ventilators, Intensive Care (ECRI) | Draeger Inc (ECRI) | V500 | Evita Infinity V500 | Draeger Inc (ECRI) | ASKL-0165 | Active | SHARON
SH00661 | Humidifier, Heated | Humidifiers, Heated (ECRI) | Fisher & Paykel Health (ECRI) | MR850 | MR850 | Fisher & Paykel Health (ECRI) | 201119513746 | Active | SHARON
SH00662 | Flowmeter, Oxygen | Flowmeters, Oxygen (ECRI) | GE Datex-Ohmeda Inc (ECRI) | Not Available | Not Available | GE Datex-Ohmeda Inc (ECRI) | AHEL06715 | Active | SHARON
SH00663 | Regulator, Suction | Regulators, Suction (ECRI) | GE Datex-Ohmeda Inc (ECRI) | 6-1224 | 6-1224 | GE Datex-Ohmeda Inc (ECRI) | GFHY09221 | Active | SHARON
SH00664 | Sphygmomanometer | Sphygmomanometers (ECRI) | Medline Industries Inc (ECRI) | MDS9400 | MDS9400 | Medline Industries Inc (ECRI) | 041297 | Active | SHARON
SH00665 | Flowmeter, Oxygen | Flowmeters, Oxygen (ECRI) | GE Datex-Ohmeda Inc (ECRI) | Not Available | Not Available | GE Datex-Ohmeda Inc (ECRI) | AHEL06748 | Active | SHARON
SH00666 | Flowmeters, Medical Air | Flowmeters, Medical Air (ECRI) | Amvex (ECRI) | Not Available | Not Available | Amvex (ECRI) | T15UAZ11509 | Active | SHARON
SH00667 | Regulator, Suction | Regulators, Suction (ECRI) | GE Datex-Ohmeda Inc (ECRI) | 6-1224 | 6-1224 | GE Datex-Ohmeda Inc (ECRI) | GFHY09196 | Active | SHARON
SH00668 | Bed, Electric | Beds, Electric (ECRI) | Hillrom Co Inc (ECRI) | P3200 | VersaCare | Hillrom Co Inc (ECRI) | K357AD0152 | Active | SHARON
SH00669 | Infusion Pump | Infusion Pumps (ECRI) | Baxter Healthcare Corp (ECRI) | 3570009 | Spectrum IQ | Baxter Healthcare Corp (ECRI) | 3599660 | Active | SHARON
SH00670 | Light, Examination | Lights, Examination (ECRI) | Welch Allyn Inc (ECRI) | GS 900 | GS 900 | Welch Allyn Inc (ECRI) | 409429 | Active | SHARON
SH00671 | Footswitches | Footswitches (ECRI) | Not Available | Not Available | Not Available | Not Available | Not Available | Active | SHARON
SH00672 | Defibrillator | Defibrillators (ECRI) | Physio-Control Inc (ECRI) | LIFEPAK 20e | LIFEPAK 20e | Physio-Control Inc (ECRI) | 42997482 | Active | SHARON
SH00673 | Suction Unit | Suction Units (ECRI) | SSCOR Inc (ECRI) | 2314B | 2314B | SSCOR Inc (ECRI) | N08168 | Active | SHARON
SH00674 | Oximeter, Pulse | Oximeters, Pulse (ECRI) | Masimo Corp (ECRI) | Rad-5v | Rad-5v | Masimo Corp (ECRI) | N136392 | Active | SHARON
SH00675 | Regulator, Suction | Regulators, Suction (ECRI) | Allied Healthcare Inc (ECRI) | 22-15-1106 | Vacutron | Allied Healthcare Inc (ECRI) | Not Available | Active | SHARON
SH00676 | Regulator, Suction | Regulators, Suction (ECRI) | GE Datex-Ohmeda Inc (ECRI) | 6-1224 | 6-1224 | GE Datex-Ohmeda Inc (ECRI) | GFHY09220 | Active | SHARON
SH00677 | Oximeter, Pulse | Oximeters, Pulse (ECRI) | Masimo Corp (ECRI) | Rad-5v | Rad-5v | Masimo Corp (ECRI) | N76937 | Active | SHARON
SH00678 | Regulator, Suction | Regulators, Suction (ECRI) | Ohio Medical Corp (ECRI) | 1224 | 1224 | GE Datex-Ohmeda Inc (ECRI) | GFHY09218 | Active | SHARON
SH00679 | Regulator, Suction | Regulators, Suction (ECRI) | GE Datex-Ohmeda Inc (ECRI) | 6-1224 | 6-1224 | GE Datex-Ohmeda Inc (ECRI) | GFHY09229 | Active | SHARON
SH00680 | Flowmeter, Oxygen | Flowmeters, Oxygen (ECRI) | Maxtec Inc (ECRI) | Not Available | Not Available | Maxtec Inc (ECRI) | Not Available | Active | SHARON
SH00681 | Flowmeter, Oxygen | Flowmeters, Oxygen (ECRI) | Maxtec Inc (ECRI) | Not Available | Not Available | Maxtec Inc (ECRI) | Not Available | Active | SHARON
SH00682 | Flowmeter, Oxygen | Flowmeters, Oxygen (ECRI) | GE Datex-Ohmeda Inc (ECRI) | Not Available | Not Available | GE Datex-Ohmeda Inc (ECRI) | AHEZ17976 | Active | SHARON
SH00683 | Flowmeter, Oxygen | Flowmeters, Oxygen (ECRI) | Timeter Instrument Corp (ECRI) | TLO-15 | TLO-15 | Timeter Instrument Corp (ECRI) | 10531583 | Active | SHARON
SH00684 | Flowmeter, Oxygen | Flowmeters, Oxygen (ECRI) | Timeter Instrument Corp (ECRI) | TLO-15 | TLO-15 | Timeter Instrument Corp (ECRI) | 10531608 | Active | SHARON
SH00685 | Flowmeter, Oxygen | Flowmeters, Oxygen (ECRI) | GE Datex-Ohmeda Inc (ECRI) | TLO-15 | TLO-15 | GE Datex-Ohmeda Inc (ECRI) | AHEZ17974 | Active | SHARON
SH00686 | Flowmeter, Oxygen | Flowmeters, Oxygen (ECRI) | Timeter Instrument Corp (ECRI) | TLO-15 | TLO-15 | Timeter Instrument Corp (ECRI) | 10531684 | Active | SHARON
SH00687 | Flowmeter, Oxygen | Flowmeters, Oxygen (ECRI) | Timeter Instrument Corp (ECRI) | TLO-15 | TLO-15 | Timeter Instrument Corp (ECRI) | 10531683 | Active | SHARON
SH00688 | Flowmeter, Oxygen | Flowmeters, Oxygen (ECRI) | Timeter Instrument Corp (ECRI) | TLO-15 | TLO-15 | Timeter Instrument Corp (ECRI) | Not Available | Active | SHARON
SH00689 | Flowmeter, Oxygen | Flowmeters, Oxygen (ECRI) | Timeter Instrument Corp (ECRI) | TLO-15 | TLO-15 | Timeter Instrument Corp (ECRI) | 10531598 | Active | SHARON
SH00690 | Flowmeter, Oxygen | Flowmeters, Oxygen (ECRI) | Timeter Instrument Corp (ECRI) | TLO-15 | TLO-15 | Precision Medical Inc (ECRI) | 10531604 | Active | SHARON
SH00691 | Flowmeter, Oxygen | Flowmeters, Oxygen (ECRI) | Precision Medical Inc (ECRI) | 8MFA | 8MFA | Precision Medical Inc (ECRI) | Not Available | Active | SHARON
SH00692 | Flowmeter Oxygen | Flowmeters, Oxygen (ECRI) | GE Datex-Ohmeda Inc (ECRI) | TLO-15 | TLO-15 | GE Datex-Ohmeda Inc (ECRI) | AHEF03452 | Active | SHARON
SH00693 | Flowmeter, Oxygen | Flowmeters, Oxygen (ECRI) | GE Datex-Ohmeda Inc (ECRI) | TLO-15 | TLO-15 | GE Datex-Ohmeda Inc (ECRI) | AHEF03453 | Active | SHARON
SH00694 | Infusion Pump | Infusion Pumps (ECRI) | Baxter Healthcare Corp (ECRI) | 3570009 | Spectrum IQ | Baxter Healthcare Corp (ECRI) | 3620618 | Active | SHARON
SH00695 | Flowmeter, Oxygen | Flowmeters, Oxygen (ECRI) | Timeter Instrument Corp (ECRI) | TLO-15 | TLO-15 | Timeter Instrument Corp (ECRI) | Not Available | Active | SHARON
SH00696 | Regulator, Suction | Regulators, Suction (ECRI) | GE Datex-Ohmeda Inc (ECRI) | 6-1224 | 6-1224 | GE Datex-Ohmeda Inc (ECRI) | GFHL03632 | Active | SHARON
SH00698 | Sphygmomanometer | Sphygmomanometers (ECRI) | Medline Industries Inc (ECRI) | MDS9400 | MDS9400 | Medline Industries Inc (ECRI) | nsnS0885 | Active | SHARON
SH00699 | Bed, Electric | Beds, Electric (ECRI) | Hillrom Co Inc (ECRI) | P3200A | VersaCare | Hillrom Co Inc (ECRI) | K357AD0149 | Active | SHARON
SH00700 | Regulator, Suction | Regulators, Suction (ECRI) | GE Datex-Ohmeda Inc (ECRI) | 6-1224 | 6-1224 | GE Datex-Ohmeda Inc (ECRI) | GFHY09203 | Active | SHARON
SH00701 | Thermometer, Electronic | Thermometers, Electronic (ECRI) | Hetaida Technology (ECRI) | HTD8813C | HTD8813C | Hetaida Technology (ECRI) | 2003054G04669 | Active | SHARON
SH00702 | Module, Carbon Dioxide | Modules, Carbon Dioxide (ECRI) | Physio-Control Inc (ECRI) | 11150-000019 | Code Mgmt Module | Physio-Control Inc (ECRI) | 01922065 | Active | SHARON
SH00703 | Infusion Pump | Infusion Pumps (ECRI) | Baxter Healthcare Corp (ECRI) | 3570009 | Spectrum IQ | Baxter Healthcare Corp (ECRI) | 3618359 | Active | SHARON
SH00704 | Telemetry Transmitter | Monitors, Telemetric, Physiologic (ECRI) | Philips Healthcare (ECRI) | MX40-WL3 (865352) | IntelliVue MX40 | Philips Healthcare (ECRI) | US156M3595 | Active | SHARON
SH00705 | Thermometer, Electronic | Thermometers, Electronic (ECRI) | Welch Allyn Inc (ECRI) | 690 | SureTemp Plus | Welch Allyn Inc (ECRI) | 13401354 | Active | SHARON
SH00706 | MX40 Charge Station | Battery/Dock Chargers (ECRI) | Philips Healthcare (ECRI) | 865220 | IntelliVue CL | Philips Healthcare (ECRI) | DE73319486 | Active | SHARON
SH00707 | MX40 Charge Station | Battery/Dock Chargers (ECRI) | Philips Healthcare (ECRI) | 865220 | IntelliVue CL | Philips Healthcare (ECRI) | DE73319476 | Active | SHARON
SH00708 | Telemetry Transmitter | Monitors, Telemetric, Physiologic (ECRI) | Philips Healthcare (ECRI) | MX40-WL3 (865352) | IntelliVue MX40 | Philips Healthcare (ECRI) | US156M3600 | Active | SHARON
SH00709 | Telemetry Transmitter | Monitors, Telemetric, Physiologic (ECRI) | Philips Healthcare (ECRI) | MX40-WL3 (865352) | IntelliVue MX40 | Philips Healthcare (ECRI) | US156M3615 | Active | SHARON
SH00710 | Telemetry Transmitter | Monitors, Telemetric, Physiologic (ECRI) | Philips Healthcare (ECRI) | MX40-WL3 (865352) | IntelliVue MX40 | Philips Healthcare (ECRI) | US156M3597 | Active | SHARON
SH00711 | Telemetry Transmitter | Monitors, Telemetric, Physiologic (ECRI) | Philips Healthcare (ECRI) | MX40-WL3 (865352) | IntelliVue MX40 | Philips Healthcare (ECRI) | US156M3605 | Active | SHARON
SH00712 | Telemetry Transmitter | Monitors, Telemetric, Physiologic (ECRI) | Philips Healthcare (ECRI) | MX40-WL3 (865352) | IntelliVue MX40 | Philips Healthcare (ECRI) | US156M3611 | Active | SHARON
SH00713 | PCA Infusion Pump | Infusion Pumps, Analgesic, Patient-Controlled (ECRI) | Eitan Medical (ECRI) | 15031-000-0028 | Sapphire | QCore Medical (ECRI) | 30020-1007 | Active | SHARON
SH00714 | PCA Infusion Pump | Infusion Pumps, Analgesic, Patient-Controlled (ECRI) | Eitan Medical (ECRI) | 15031-000-0028 | Sapphire | QCore Medical (ECRI) | 30020-1473 | Active | SHARON
SH00715 | Wall Battery Charger | Battery Chargers (ECRI) | Arjo Inc (ECRI) | NDA0100-20 | NDA0100-20 | Arjo Inc (ECRI) | Not Available | Active | SHARON
SH00716 | Respirator, Air-Purifying | Powered Air Purifying Respirator (ECRI) | ILC Dover (ECRI) | Sentinel XL | Sentinel XL | ILC Dover (ECRI) | RB-25468 | Active | SHARON
SH00717 | Respirator, Air-Purifying | Powered Air Purifying Respirator (ECRI) | ILC Dover (ECRI) | Sentinel XL | Sentinel XL | ILC Dover (ECRI) | 160351342 | Active | SHARON
SH00718 | Sphygmomanometer | Sphygmomanometers (ECRI) | Medline Industries Inc (ECRI) | MDS9400 | MDS9400 | Medline Industries Inc (ECRI) | Not Available | Active | SHARON
SH00719 | Warming Unit, Blanket | Warming Units, Blanket (ECRI) | STERIS Corp (ECRI) | DJ010124132 | DJ010124132 | STERIS Corp (ECRI) | 0417715102 | Active | SHARON
SH00720 | Battery Chargers | Battery Chargers (ECRI) | Not Available | Not Available | Not Available | Not Available | Not Available | Active | SHARON
SH00721 | Scale, Floor | Scales, Floor (ECRI) | Befour Inc (ECRI) | SCAL31MC | SCAL31MC | Befour Inc (ECRI) | 1605D31MC3104 | Active | SHARON
SH00722 | Warming Unit, Patient | Warming Units, Patient, Forced-Air (ECRI) | 3M Health Care (ECRI) | 505 | Bair Hugger 505 | 3M Health Care (ECRI) | 37916 | Active | SHARON
SH00723 | Lift, Patient Transfer | Lifts, Patient Transfer (ECRI) | Arjo Inc (ECRI) | Sara 3000 | SARA 3000 | Arjo Inc (ECRI) | P0320333 | Active | SHARON
SH00724 | Scanning System, Vascular | Scanning Systems, Ultrasonic, Vascular Access (ECRI) | BD (ECRI) | Site-Rite Prevue+ | Site-Rite Prevue+ | BD (ECRI) | DYAQQ017 | Active | SHARON
SH00727 | Thermometer, Electronic | Thermometers, Electronic (ECRI) | Welch Allyn Inc (ECRI) | 690 | SureTemp Plus | Welch Allyn Inc (ECRI) | 10392839 | Active | SHARON
SH00728 | Thermometer, Electronic | Thermometers, Electronic (ECRI) | Welch Allyn Inc (ECRI) | 690 | SureTemp Plus | Welch Allyn Inc (ECRI) | 07396788 | Active | SHARON
SH00730 | Intermittent Compression Unit | Compression Units (ECRI) | Covidien Inc (ECRI) | 29525 | Kendall SCD 700 | Covidien Inc (ECRI) | V1201958CX | Active | SHARON
SH00731 | Lift, Patient Transfer | Lifts, Patient Transfer (ECRI) | Arjo Inc (ECRI) | Maxi Move | Maxi Move | Arjo Inc (ECRI) | 300016670 | Active | SHARON
SH00732 | Flowmeter, Oxygen | Flowmeters, Oxygen (ECRI) | Timeter Instrument Corp (ECRI) | TLO-15 | TLO-15 | Timeter Instrument Corp (ECRI) | Not Available | Active | SHARON
SH00733 | Bed, Electric | Beds, Electric (ECRI) | Hillrom Co Inc (ECRI) | P3200A | VersaCare | Hillrom Co Inc (ECRI) | F257AD8568 | Active | SHARON
SH00734 | Sphygmomanometer | Sphygmomanometers (ECRI) | Medline Industries Inc (ECRI) | MDS9400 | MDS9400 | Medline Industries Inc (ECRI) | 361419244 | Active | SHARON
SH00735 | Infusion Pump | Infusion Pumps (ECRI) | Baxter Healthcare Corp (ECRI) | 3570009 | Spectrum IQ | Baxter Healthcare Corp (ECRI) | 3618191 | Active | SHARON
SH00736 | Infusion Pump | Infusion Pumps (ECRI) | Baxter Healthcare Corp (ECRI) | 3570009 | Spectrum IQ | Baxter Healthcare Corp (ECRI) | 3619172 | Active | SHARON
SH00737 | Infusion Pump | Infusion Pumps (ECRI) | Baxter Healthcare Corp (ECRI) | 3570009 | Spectrum IQ | Baxter Healthcare Corp (ECRI) | 3612317 | Active | SHARON
SH00738 | Infusion Pump | Infusion Pumps (ECRI) | Baxter Healthcare Corp (ECRI) | 3570009 | Spectrum IQ | Baxter Healthcare Corp (ECRI) | 3618846 | Active | SHARON
SH00739 | Bed, Electric | Beds, Electric (ECRI) | Hillrom Co Inc (ECRI) | P3200 | VersaCare | Hillrom Co Inc (ECRI) | K162AD1628 | Active | SHARON
SH00740 | Regulator, Suction | Regulators, Suction (ECRI) | Ohio Medical Corp (ECRI) | 1224 | 1224 | GE Datex-Ohmeda Inc (ECRI) | CFHY09205 | Active | SHARON
SH00741 | Sphygmomanometer | Sphygmomanometers (ECRI) | Medline Industries Inc (ECRI) | MDS9400 | MDS9400 | Medline Industries Inc (ECRI) | 040539 | Active | SHARON
SH00742 | Regulator, Suction | Regulators, Suction (ECRI) | Ohio Medical Corp (ECRI) | PISA | PISA | Ohio Medical Corp (ECRI) | PSAA13782 | Active | SHARON
SH00743 | Flowmeter, Oxygen | Flowmeters, Oxygen (ECRI) | Timeter Instrument Corp (ECRI) | TLO-15 | TLO-15 | Timeter Instrument Corp (ECRI) | Not Available | Active | SHARON
SH00744 | Infusion Pump | Infusion Pumps (ECRI) | Baxter Healthcare Corp (ECRI) | 3570009 | Spectrum IQ | Baxter Healthcare Corp (ECRI) | 3616313 | Active | SHARON
SH00745 | Infusion Pump | Infusion Pumps (ECRI) | Baxter Healthcare Corp (ECRI) | 3570009 | Spectrum IQ | Baxter Healthcare Corp (ECRI) | 3620261 | Active | SHARON
SH00746 | Flowmeter, Oxygen | Flowmeters, Oxygen (ECRI) | WT Farley Inc (ECRI) | 3-700 | 3-700 | WT Farley Inc (ECRI) | M210800-0600004 | Active | SHARON
SH00747 | Regulator, Suction | Regulators, Suction (ECRI) | GE Datex-Ohmeda Inc (ECRI) | 6-1224 | 6-1224 | GE Datex-Ohmeda Inc (ECRI) | GFHY09202 | Active | SHARON
SH00748 | Sphygmomanometer | Sphygmomanometers (ECRI) | Medline Industries Inc (ECRI) | MDS9400 | MDS9400 | Medline Industries Inc (ECRI) | 361419220 | Active | SHARON
SH00749 | Regulator, Suction | Regulators, Suction (ECRI) | Ohio Medical Corp (ECRI) | PISA | PISA | Ohio Medical Corp (ECRI) | PSAA13790 | Active | SHARON
SH00750 | Flowmeter, Medical Air | Flowmeters, Medical Air (ECRI) | Amvex (ECRI) | T15UA | T15UA | Amvex (ECRI) | T15UAZ11508 | Active | SHARON
SH00751 | Monitor, Patient | Monitors, Patient (ECRI) | Philips Healthcare (ECRI) | MX450 (866062) | IntelliVue MX450 | Philips Healthcare (ECRI) | DE7770CYWZ | Active | SHARON
SH00752 | Module, Carbon Dioxide | Modules, Carbon Dioxide (ECRI) | Philips Healthcare (ECRI) | M3015A | Microstream CO2 | Philips Healthcare (ECRI) | DE742F8357 | Active | SHARON
SH00753 | Module, Multiparameter | Modules, Multiparameter (ECRI) | Philips Healthcare (ECRI) | 867036 | IntelliVue MMX | Philips Healthcare (ECRI) | DE785E5728 | Active | SHARON
SH00754 | Flowmeter, Oxygen | Flowmeters, Oxygen (ECRI) | Medline Industries Inc (ECRI) | Not Available | Not Available | Medline Industries Inc (ECRI) | FMO15U-M070005KD | Active | SHARON
SH00755 | Flowmeter, Oxygen | Flowmeters, Oxygen (ECRI) | Medline Industries Inc (ECRI) | Not Available | Not Available | Medline Industries Inc (ECRI) | FMO15U-M07008KD | Active | SHARON
SH00756 | Regulator, Suction | Regulators, Suction (ECRI) | GE Datex-Ohmeda Inc (ECRI) | 6-1224 | 6-1224 | GE Datex-Ohmeda Inc (ECRI) | GFHY09225 | Active | SHARON
SH00757 | Sphygmomanometer | Sphygmomanometers (ECRI) | Medline Industries Inc (ECRI) | MDS9400 | MDS9400 | Medline Industries Inc (ECRI) | Not Available | Active | SHARON
SH00758 | Flowmeter, Oxygen | Flowmeters, Oxygen (ECRI) | Medline Industries Inc (ECRI) | Not Available | Not Available | Medline Industries Inc (ECRI) | FMO15U-M07010KD | Active | SHARON
SH00759 | Regulator, Suction | Regulators, Suction (ECRI) | GE Datex-Ohmeda Inc (ECRI) | 6-1224 | 6-1224 | GE Datex-Ohmeda Inc (ECRI) | GFHY09214 | Active | SHARON
SH00760 | Bed, Electric | Beds, Electric (ECRI) | Hillrom Co Inc (ECRI) | P3200 | VersaCare | Hillrom Co Inc (ECRI) | Not Available | Active | SHARON
SH00761 | Infusion Pump | Infusion Pumps (ECRI) | Baxter Healthcare Corp (ECRI) | 3570009 | Spectrum IQ | Baxter Healthcare Corp (ECRI) | 3619315 | Active | SHARON
SH00762 | Sphygmomanometer | Sphygmomanometers (ECRI) | Medline Industries Inc (ECRI) | MDS9400 | MDS9400 | Medline Industries Inc (ECRI) | 039574 | Active | SHARON
SH00763 | Bed, Electric | Beds, Electric (ECRI) | Hillrom Co Inc (ECRI) | P3200 | VersaCare | Hillrom Co Inc (ECRI) | Q198AD2557 | Active | SHARON
SH00764 | Infusion Pump | Infusion Pumps (ECRI) | Baxter Healthcare Corp (ECRI) | 3570009 | Spectrum IQ | Baxter Healthcare Corp (ECRI) | 3615349 | Active | SHARON
SH00765 | Regulator, Suction | Regulators, Suction (ECRI) | Ohio Medical Corp (ECRI) | PISA | PISA | Ohio Medical Corp (ECRI) | PSAA13788 | Active | SHARON
SH00766 | Flowmeter, Oxygen | Flowmeters, Oxygen (ECRI) | WT Farley Inc (ECRI) | 3-700 | 3-700 | WT Farley Inc (ECRI) | M970080-0500005 | Active | SHARON
SH00767 | Infusion Pump | Infusion Pumps (ECRI) | Baxter Healthcare Corp (ECRI) | 3570009 | Spectrum IQ | Baxter Healthcare Corp (ECRI) | 3579825 | Active | SHARON
SH00768 | Infusion Pump | Infusion Pumps (ECRI) | Baxter Healthcare Corp (ECRI) | 3570009 | Spectrum IQ | Baxter Healthcare Corp (ECRI) | 3631094 | Active | SHARON
SH00769 | Monitor, Patient | Monitors, Patient (ECRI) | Philips Healthcare (ECRI) | MX450 (866062) | IntelliVue MX450 | Philips Healthcare (ECRI) | DE7770CGKR | Active | SHARON
SH00770 | Regulator, Suction | Regulators, Suction (ECRI) | Ohio Medical Corp (ECRI) | 1251 | 1251 | Ohio Medical Corp (ECRI) | JGGL00326 | Active | SHARON
SH00771 | Regulator, Suction | Regulators, Suction (ECRI) | Ohio Medical Corp (ECRI) | PISA | PISA | Ohio Medical Corp (ECRI) | PSAA13784 | Active | SHARON
SH00772 | Bed, Electric | Beds, Electric (ECRI) | Hillrom Co Inc (ECRI) | P3200 | VersaCare | Hillrom Co Inc (ECRI) | Not Available | Active | SHARON
SH00773 | Sphygmomanometer | Sphygmomanometers (ECRI) | Medline Industries Inc (ECRI) | MDS9400 | MDS9400 | Medline Industries Inc (ECRI) | 023718 | Active | SHARON
SH00774 | Flowmeter, Oxygen | Flowmeters, Oxygen (ECRI) | Amvex (ECRI) | T15UO | T15UO | Amvex (ECRI) | T15UOZ48948 | Active | SHARON
SH00775 | Module, Multiparameter | Modules, Multiparameter (ECRI) | Philips Healthcare (ECRI) | 867036 | IntelliVue MMX | Philips Healthcare (ECRI) | DE785D8330 | Active | SHARON
SH00776 | Module, Carbon Dioxide | Modules, Carbon Dioxide (ECRI) | Philips Healthcare (ECRI) | M3015A | Microstream CO2 | Philips Healthcare (ECRI) | DE742F1249 | Active | SHARON
SH00777 | Telemetry Transmitter | Monitors, Telemetric, Physiologic (ECRI) | Philips Healthcare (ECRI) | MX40-WL3 (865352) | IntelliVue MX40 | Philips Healthcare (ECRI) | US156M3593 | Active | SHARON
SH00778 | Telemetry Transmitter | Monitors, Telemetric, Physiologic (ECRI) | Philips Healthcare (ECRI) | MX40-WL3 (865352) | IntelliVue MX40 | Philips Healthcare (ECRI) | US156M3607 | Active | SHARON
SH00779 | Telemetry Transmitter | Monitors, Telemetric, Physiologic (ECRI) | Philips Healthcare (ECRI) | MX40-WL3 (865352) | IntelliVue MX40 | Philips Healthcare (ECRI) | US156M3603 | Active | SHARON
SH00780 | Telemetry Transmitter | Monitors, Telemetric, Physiologic (ECRI) | Philips Healthcare (ECRI) | MX40-WL3 (865352) | IntelliVue MX40 | Philips Healthcare (ECRI) | US156M3601 | Active | SHARON
SH00781 | Intermittent Compression Unit | Compression Units (ECRI) | Covidien Inc (ECRI) | 29525 | Kendall SCD 700 | Covidien Inc (ECRI) | V1302233CX | Active | SHARON
SH00782 | Intermittent Compression Unit | Compression Units (ECRI) | Covidien Inc (ECRI) | 29525 | Kendall SCD 700 | Covidien Inc (ECRI) | V1201761CX | Active | SHARON
SH00783 | Infusion Pump | Infusion Pumps (ECRI) | Baxter Healthcare Corp (ECRI) | 3570009 | Spectrum IQ | Baxter Healthcare Corp (ECRI) | 3615970 | Active | SHARON
SH00784 | Sphygmomanometer | Sphygmomanometers (ECRI) | Medline Industries Inc (ECRI) | MDS9400 | MDS9400 | Medline Industries Inc (ECRI) | Not Available | Active | SHARON
SH00785 | Infusion Pump | Infusion Pumps (ECRI) | Baxter Healthcare Corp (ECRI) | 3570009 | Spectrum IQ | Baxter Healthcare Corp (ECRI) | 3620435 | Active | SHARON
SH00786 | Regulators, Suction | Regulators, Suction (ECRI) | GE Datex-Ohmeda Inc (ECRI) | Not Available | Not Available | GE Datex-Ohmeda Inc (ECRI) | GFHY09213 | Active | SHARON
SH00787 | Flowmeter, Oxygen | Flowmeters, Oxygen (ECRI) | WT Farley Inc (ECRI) | 3-700 | 3-700 | WT Farley Inc (ECRI) | Not Available | Active | SHARON
SH00788 | Sphygmomanometer | Sphygmomanometers (ECRI) | Medline Industries Inc (ECRI) | MDS9400 | MDS9400 | Medline Industries Inc (ECRI) | Not Available | Active | SHARON
SH00789 | Oximeter, Pulse | Oximeters, Pulse (ECRI) | Masimo Corp (ECRI) | Rad-5v | Rad-5v | Masimo Corp (ECRI) | N76759 | Active | SHARON
SH00790 | Bed, Electric | Beds, Electric (ECRI) | Hillrom Co Inc (ECRI) | P3200 | VersaCare | Hillrom Co Inc (ECRI) | I228AD7310 | Active | SHARON
SH00791 | Flowmeters, Medical Air | Flowmeters, Medical Air (ECRI) | Amvex (ECRI) | Not Available | Not Available | Amvex (ECRI) | T15UAZ11510 | Active | SHARON
SH00792 | Flowmeters, Medical Air | Flowmeters, Medical Air (ECRI) | Amvex (ECRI) | Not Available | Not Available | Amvex (ECRI) | T15UOZ49949 | Active | SHARON
SH00793 | Sphygmomanometer | Sphygmomanometers (ECRI) | Medline Industries Inc (ECRI) | MDS9400 | MDS9400 | Medline Industries Inc (ECRI) | Not Available | Active | SHARON
SH00794 | Flowmeter, Oxygen | Flowmeters, Oxygen (ECRI) | Amvex (ECRI) | Not Available | Not Available | Amvex (ECRI) | T15UOZ49942 | Active | SHARON
SH00795 | Regulator, Suction | Regulators, Suction (ECRI) | Ohio Medical Corp (ECRI) | 1251 | 1251 | Ohio Medical Corp (ECRI) | JGGL00331 | Active | SHARON
SH00796 | Regulator, Suction | Regulators, Suction (ECRI) | GE Datex-Ohmeda Inc (ECRI) | 6-1224 | 6-1224 | GE Datex-Ohmeda Inc (ECRI) | GFHL03625 | Active | SHARON
SH00797 | Flowmeter, Oxygen | Flowmeters, Oxygen (ECRI) | Medline Industries Inc (ECRI) | Not Available | Not Available | Medline Industries Inc (ECRI) | FMO15U- M07004KD | Active | SHARON
SH00798 | Bed, Electric | Beds, Electric (ECRI) | Hillrom Co Inc (ECRI) | P3200 | VersaCare | Hillrom Co Inc (ECRI) | Not Available | Active | SHARON
SH00799 | Infusion Pump | Infusion Pumps (ECRI) | Baxter Healthcare Corp (ECRI) | 3570009 | Spectrum IQ | Baxter Healthcare Corp (ECRI) | 3620011 | Active | SHARON
SH00800 | Bed, Electric | Beds, Electric (ECRI) | Hillrom Co Inc (ECRI) | P3200 | VersaCare | Hillrom Co Inc (ECRI) | Q201AD2564 | Active | SHARON
SH00801 | Sphygmomanometer | Sphygmomanometers (ECRI) | Medline Industries Inc (ECRI) | MDS9400 | MDS9400 | Medline Industries Inc (ECRI) | Not Available | Active | SHARON
SH00802 | Infusion Pump | Infusion Pumps (ECRI) | Baxter Healthcare Corp (ECRI) | 3570009 | Spectrum IQ | Baxter Healthcare Corp (ECRI) | 3619786 | Active | SHARON
SH00803 | Infusion Pump | Infusion Pumps (ECRI) | Baxter Healthcare Corp (ECRI) | 3570009 | Spectrum IQ | Baxter Healthcare Corp (ECRI) | 3602326 | Active | SHARON
SH00804 | Flowmeter, Oxygen | Flowmeters, Oxygen (ECRI) | Timeter Instrument Corp (ECRI) | TLO-15 | TLO-15 | Timeter Instrument Corp (ECRI) | 10531674 | Active | SHARON
SH00805 | Regulator, Suction | Regulators, Suction (ECRI) | GE Datex-Ohmeda Inc (ECRI) | 6-1224 | 6-1224 | GE Datex-Ohmeda Inc (ECRI) | GFHY09219 | Active | SHARON
SH00806 | Bed, Electric | Beds, Electric (ECRI) | Hillrom Co Inc (ECRI) | P3200A | VersaCare | Hillrom Co Inc (ECRI) | F097AD0858 | Active | SHARON
SH00807 | Sphygmomanometer | Sphygmomanometers (ECRI) | Medline Industries Inc (ECRI) | MDS9400 | MDS9400 | Medline Industries Inc (ECRI) | 041275 | Active | SHARON
SH00808 | Regulator, Suction | Regulators, Suction (ECRI) | GE Datex-Ohmeda Inc (ECRI) | 6-1224 | 6-1224 | GE Datex-Ohmeda Inc (ECRI) | PSAA13791 | Active | SHARON
SH00809 | Flowmeter, Oxygen | Flowmeters, Oxygen (ECRI) | Timeter Instrument Corp (ECRI) | TLO-15 | TLO-15 | Timeter Instrument Corp (ECRI) | 10531603 | Active | SHARON
SH00810 | Monitor, Vital Signs | Monitors, Vital Signs (ECRI) | Welch Allyn Inc (ECRI) | 71WT | Connex Spot Monitor | Welch Allyn Inc (ECRI) | 100015844919 | Active | SHARON
SH00811 | Thermometer, Electronic | Thermometers, Electronic (ECRI) | Welch Allyn Inc (ECRI) | 690 | SureTemp Plus | Welch Allyn Inc (ECRI) | 11290320 | Active | SHARON
SH00812 | Scale, Floor | Scales, Floor (ECRI) | Detecto Scale Co (ECRI) | 750 | 750 | Detecto Scale Co (ECRI) | E23011-0073 | Active | SHARON
SH00813 | Thermometer, Electronic | Thermometers, Electronic (ECRI) | Welch Allyn Inc (ECRI) | 692 | SureTemp Plus | Welch Allyn Inc (ECRI) | 10260957 | Active | SHARON
SH00814 | Thermometer, Electronic | Thermometers, Electronic (ECRI) | Welch Allyn Inc (ECRI) | 692 | SureTemp Plus | Welch Allyn Inc (ECRI) | 21-17047795 | Active | SHARON
SH00815 | Scanner, Bar-Code | Scanners, Bar-Code (ECRI) | Welch Allyn Inc (ECRI) | Not Available | Not Available | Welch Allyn Inc (ECRI) | Not Available | Active | SHARON
SH00816 | Monitor, Vital Signs | Monitors, Vital Signs (ECRI) | Welch Allyn Inc (ECRI) | 65NTXX | Connex 6000 Series | Welch Allyn Inc (ECRI) | 100017060718 | Active | SHARON
SH00817 | Intermittent Compression Unit | Compression Units (ECRI) | Covidien Inc (ECRI) | 29525 | Kendall SCD 700 | Covidien Inc (ECRI) | V1123509SX | Active | SHARON
SH00818 | Infusion Pump | Infusion Pumps (ECRI) | Baxter Healthcare Corp (ECRI) | 3570009 | Spectrum IQ | Baxter Healthcare Corp (ECRI) | 3615058 | Active | SHARON
SH00820 | Regulator, Suction | Regulators, Suction (ECRI) | GE Datex-Ohmeda Inc (ECRI) | 6-1224 | 6-1224 | GE Datex-Ohmeda Inc (ECRI) | GFHY09194 | Active | SHARON
SH00821 | Flowmeter, Oxygen | Flowmeters, Oxygen (ECRI) | WT Farley Inc (ECRI) | 3-700 | 3-700 | WT Farley Inc (ECRI) | M2010800-0600008 | Active | SHARON
SH00822 | Sphygmomanometer | Sphygmomanometers (ECRI) | Medline Industries Inc (ECRI) | MDS9400 | MDS9400 | Medline Industries Inc (ECRI) | 34835-a | Active | SHARON
SH00823 | Infusion Pump | Infusion Pumps (ECRI) | Baxter Healthcare Corp (ECRI) | 3570009 | Spectrum IQ | Baxter Healthcare Corp (ECRI) | 3616765 | Active | SHARON
SH00824 | Regulator, Suction | Regulators, Suction (ECRI) | Ohio Medical Corp (ECRI) | PISA | PISA | Ohio Medical Corp (ECRI) | PSAA13785 | Active | SHARON
SH00825 | Flowmeter, Medical Air | Flowmeters, Medical Air (ECRI) | Amvex (ECRI) | T15UA | T15UA | Amvex (ECRI) | T15UAZ11507 | Active | SHARON
SH00826 | Flowmeter, Oxygen | Flowmeters, Oxygen (ECRI) | Amvex (ECRI) | T15UO | T15UO | Amvex (ECRI) | T15UOZ49945 | Active | SHARON
SH00827 | Bed, Electric | Beds, Electric (ECRI) | Hillrom Co Inc (ECRI) | P3200A | VersaCare | Hillrom Co Inc (ECRI) | F257AD8567 | Active | SHARON
SH00828 | Monitor, Patient | Monitors, Patient (ECRI) | Philips Healthcare (ECRI) | MX450 (866062) | IntelliVue MX450 | Philips Healthcare (ECRI) | DE7770CGJY | Active | SHARON
SH00829 | Module, Carbon Dioxide | Modules, Carbon Dioxide (ECRI) | Philips Healthcare (ECRI) | M3015A | Microstream CO2 | Philips Healthcare (ECRI) | DE742F1282 | Active | SHARON
SH00830 | Module, Multiparameter | Modules, Multiparameter (ECRI) | Philips Healthcare (ECRI) | 867036 | IntelliVue MMX | Philips Healthcare (ECRI) | DE785D8179 | Active | SHARON
SH00831 | Bed, Electric | Beds, Electric (ECRI) | Hillrom Co Inc (ECRI) | P3200 | VersaCare | Hillrom Co Inc (ECRI) | F295AD0742 | Active | SHARON
SH00832 | Flowmeter, Oxygen | Flowmeters, Oxygen (ECRI) | GE Datex-Ohmeda Inc (ECRI) | Not Available | Not Available | GE Datex-Ohmeda Inc (ECRI) | AHEL06719 | Active | SHARON
SH00833 | Regulator, Suction | Regulators, Suction (ECRI) | Ohio Medical Corp (ECRI) | 1251 | 1251 | Ohio Medical Corp (ECRI) | JGGL00328 | Active | SHARON
SH00834 | Sphygmomanometer | Sphygmomanometers (ECRI) | Medline Industries Inc (ECRI) | MDS9400 | MDS9400 | Medline Industries Inc (ECRI) | Not Available | Active | SHARON
SH00835 | Intermittent Compression Unit | Compression Units (ECRI) | Covidien Inc (ECRI) | 29525 | Kendall SCD 700 | Covidien Inc (ECRI) | V1201072CX | Active | SHARON
SH00836 | Sphygmomanometer | Sphygmomanometers (ECRI) | Medline Industries Inc (ECRI) | MDS9400 | MDS9400 | Medline Industries Inc (ECRI) | Not Available | Active | SHARON
SH00837 | Flowmeter, Oxygen | Flowmeters, Oxygen (ECRI) | GE Datex-Ohmeda Inc (ECRI) | Not Available | Not Available | GE Datex-Ohmeda Inc (ECRI) | Not Available | Active | SHARON
SH00838 | Regulator, Suction | Regulators, Suction (ECRI) | GE Datex-Ohmeda Inc (ECRI) | 6-1224 | 6-1224 | GE Datex-Ohmeda Inc (ECRI) | GFHL03645 | Active | SHARON
SH00839 | Bed, Electric | Beds, Electric (ECRI) | Hillrom Co Inc (ECRI) | P3200B | VersaCare | Hillrom Co Inc (ECRI) | I229AD7316 | Active | SHARON
SH00840 | Scale, Floor | Scales, Floor (ECRI) | Seca NA (ECRI) | 769 | 769 | Seca NA (ECRI) | 10000000220584 | Active | SHARON
SH00841 | Light, Examination | Lights, Examination (ECRI) | Goodwin Manfacturing (ECRI) | 1196-41 | 1196-41 | Goodwin Manfacturing (ECRI) | BG-62796 | Active | SHARON
SH00842 | Scale, Floor | Scales, Floor (ECRI) | Seca NA (ECRI) | 703 | 703 | Seca NA (ECRI) | 570024860349 | Active | SHARON
SH00843 | Thermometer, Electronic | Thermometers, Electronic (ECRI) | Welch Allyn Inc (ECRI) | 690 | SureTemp Plus | Welch Allyn Inc (ECRI) | 09520275 | Active | SHARON
SH00844 | Thermometer, Infrared | Thermometers, Electronic, Infrared (ECRI) | MedSource Labs (ECRI) | MS-131001 | MS-131001 | MedSource Labs (ECRI) | M01200564656 | Active | SHARON
SH00845 | Light, Examination | Lights, Examination (ECRI) | Hillrom Co Inc (ECRI) | P7925D | PRIMA | Hillrom Co Inc (ECRI) | 1209297 | Active | SHARON
SH00846 | Electrosurgical Unit | Electrosurgical Units, Monopolar/Bipolar (ECRI) | Covidien Inc (ECRI) | Force FX | Force FX | Covidien Inc (ECRI) | F5E38387A | Active | SHARON
SH00847 | Electrosurgical Unit | Electrosurgical Units (ECRI) | Covidien Inc (ECRI) | Force Argon II-20 | Force Argon II-20 | Covidien Inc (ECRI) | G5D1439U | Active | SHARON
SH00848 | Monitors, Vital Signs | Monitors, Vital Signs (ECRI) | GE Healthcare (ECRI) | V100 | Carescape | GE Healthcare (ECRI) | SDT09460177SP | Active | SHARON
SH00849 | Light, Examination | Lights, Examination (ECRI) | Welch Allyn Inc (ECRI) | 444XX | Green Series 300 | Welch Allyn Inc (ECRI) | Not Available | Active | SHARON
SH00850 | Light, Examination | Lights, Examination (ECRI) | Not Available | Not Available | Not Available | Not Available | Not Available | Active | SHARON
SH00851 | Thermometers, Electronic | Thermometers, Electronic, Infrared (ECRI) | Berrcom Medical Co (ECRI) | JXB-178 | JXB-178 | Berrcom Medical Co (ECRI) | C10200327317 | Active | SHARON
SH00852 | Non-Contact Thermometer | Thermometers (ECRI) | Shenzhen Dongdixin Ltd (ECRI) | TH5001N | TH5001N | Shenzhen Dongdixin Ltd (ECRI) | 220040015010633 | Active | SHARON
SH00853 | Chairs, Examination/Treatment | Chairs, Examination/Treatment (ECRI) | MTI (ECRI) | 527W-115 | 527W-115 | MTI (ECRI) | 110620001 | Active | SHARON
SH00854 | Monitors, Vital Signs | Monitors, Vital Signs (ECRI) | GE Healthcare (ECRI) | V100 | Carescape | GE Healthcare (ECRI) | SH611290036SA | Active | SHARON
SH00855 | Scale, Floor | Scales, Floor (ECRI) | Seca NA (ECRI) | 703 | 703 | Seca NA (ECRI) | 5703221103732 | Active | SHARON
SH00856 | Light, Examination | Lights, Examination (ECRI) | Welch Allyn Inc (ECRI) | GS 900 | GS 900 | Welch Allyn Inc (ECRI) | 150216 | Active | SHARON
SH00857 | Footswitches | Footswitches (ECRI) | Midmark Corp (ECRI) | Not Available | Not Available | Midmark Corp (ECRI) | Not Available | Active | SHARON
SH00858 | Chair, Examination/Treatment | Chairs, Examination/Treatment (ECRI) | Midmark Corp (ECRI) | 230-003 | 230-003 | Midmark Corp (ECRI) | V765135 | Active | SHARON
SH00859 | Table, Examination/Treatment | Tables, Examination/Treatment (ECRI) | Midmark Corp (ECRI) | 119 | 119 | Midmark Corp (ECRI) | DF1599 | Active | SHARON
SH00860 | Intermittent Compression Unit | Compression Units (ECRI) | Covidien Inc (ECRI) | 29525 | Kendall SCD 700 | Covidien Inc (ECRI) | V1202602CX | Active | SHARON
SH00861 | Scanner, Bar-Code | Scanners, Bar-Code (ECRI) | Welch Allyn Inc (ECRI) | Not Available | Not Available | Welch Allyn Inc (ECRI) | 6000-816HS | Active | SHARON
SH00862 | Thermometer, Infrared | Thermometers, Electronic, Infrared (ECRI) | MedSource Labs (ECRI) | MS-131001 | MS-131001 | MedSource Labs (ECRI) | M01200560230 | Active | SHARON
SH00863 | Monitors, Vital Signs | Monitors, Vital Signs (ECRI) | GE Healthcare (ECRI) | V100 | Carescape | GE Healthcare (ECRI) | SDT09460190SP | Active | SHARON
SH00864 | Monitors, Vital Signs | Monitors, Vital Signs (ECRI) | GE Healthcare (ECRI) | V100 | Carescape | GE Healthcare (ECRI) | SH612450429SA | Active | SHARON
SH00865 | Thermometer, Infrared | Thermometers, Electronic, Infrared (ECRI) | MedSource Labs (ECRI) | MS-131001 | MS-131001 | MedSource Labs (ECRI) | M01200560216 | Active | SHARON
SH00866 | Light, Examination | Lights, Examination (ECRI) | Welch Allyn Inc (ECRI) | GS IV | GS Exam Light IV | Welch Allyn Inc (ECRI) | 409449 | Active | SHARON
SH00867 | Light, Examination | Lights, Examination (ECRI) | Welch Allyn Inc (ECRI) | 444XX | Green Series 300 | Welch Allyn Inc (ECRI) | Not Available | Active | SHARON
SH00868 | Light, Examination | Lights, Examination (ECRI) | Luxo Corp | LC | LC | Luxo Corp | NSN361815311 | Active | SHARON
SH00869 | Chairs, Examination/Treatment | Chairs, Examination/Treatment (ECRI) | MTI (ECRI) | 527W-115 | 527W-115 | MTI (ECRI) | 131007013 | Active | SHARON
SH00870 | Sphygmomanometer | Sphygmomanometers (ECRI) | Medline Industries Inc (ECRI) | MDS9400 | MDS9400 | Medline Industries Inc (ECRI) | Not Available | Active | SHARON
SH00871 | Oxygen Concentrator | Oxygen Concentrators (ECRI) | DeVilbliss Healthcare (ECRI) | 515DS | 515DS | DeVilbliss Healthcare (ECRI) | H31615DS | Active | SHARON
SH00872 | Monitor, Vital Signs | Monitors, Vital Signs (ECRI) | Welch Allyn Inc (ECRI) | 65NTXX | Connex 6000 Series | Welch Allyn Inc (ECRI) | 100016530718 | Active | SHARON
SH00873 | Electrosurgical Unit | Electrosurgical Units, Monopolar/Bipolar (ECRI) | Symmetry Surgical Inc (ECRI) | AARON 940 | AARON 940 | BOVIE MEDICAL CORP. | AA4516031 | Active | SHARON
SH00874 | Thermometers, Electronic | Thermometers, Electronic, Infrared (ECRI) | Berrcom Medical Co (ECRI) | JXB-178 | JXB-178 | Berrcom Medical Co (ECRI) | C08200376807 | Active | SHARON
SH00875 | Nerve Stimulator | Stimulators, Electrical, Peripheral Nerve, Block Monitoring (ECRI) | LifeTec Inc (ECRI) | 2002 | MicroFlo II | LifeTec Inc (ECRI) | 0M2000060 | Active | SHARON
SH00876 | Probe, Bladder Scan | Probes, Bladder Scan (ECRI) | Diagnostic Ultrasound Corp | 570-0091 | 570-0091 | Diagnostic Ultrasound Corp | 154257 | Active | SHARON
SH00877 | Scanning System, Bladder | Scanning Systems, Bladder (ECRI) | Verathon Inc (ECRI) | BVI 3000 | BVI 3000 | Verathon Inc (ECRI) | 99215164 | Active | SHARON
SH00878 | Table, Examination/Treatment | Tables, Examination/Treatment (ECRI) | UMF Medical (ECRI) | 5140 | 5140 | UMF Medical (ECRI) | 6750201/04 | Active | SHARON
SH00879 | Scale, Floor | Scales, Floor (ECRI) | Pelstar (Health-O-Meter)(ECRI) | 1100KL | 1100KL | Pelstar (Health-O-Meter)(ECRI) | 1100L 04454 | Active | SHARON
SH00880 | Oxygen Concentrator | Oxygen Concentrators (ECRI) | Invacare Corp (ECRI) | IRC5P02V | Perfecto2 V | Invacare Corp (ECRI) | 18HF007132 | Active | SHARON
SH00881 | Stretcher | Stretchers (ECRI) | Hillrom Co Inc (ECRI) | P8000 | P8000 | Hillrom Co Inc (ECRI) | U211AQ2795 | Active | SHARON
SH00882 | Flowmeter, Oxygen | Flowmeters, Oxygen (ECRI) | Ohio Medical Corp (ECRI) | Not Available | Not Available | Ohio Medical Corp (ECRI) | AHE Z17973 | Active | SHARON
SH00883 | Regulator, Suction | Regulators, Suction (ECRI) | Allied Healthcare Inc (ECRI) | Regu-Gage | Regu-Gage | CHEMETRON | Not Available | Active | SHARON
SH00884 | Regulator, Suction | Regulators, Suction (ECRI) | Allied Healthcare Inc (ECRI) | Regu-Gage | Regu-Gage | CHEMETRON | Not Available | Active | SHARON
SH00885 | Scanner, Bar-Code | Scanners, Bar-Code (ECRI) | Welch Allyn Inc (ECRI) | Not Available | Not Available | Welch Allyn Inc (ECRI) | Not Available | Active | SHARON
SH00886 | Monitor, Vital Signs | Monitors, Vital Signs (ECRI) | Welch Allyn Inc (ECRI) | 65NTXX | Connex 6000 Series | Welch Allyn Inc (ECRI) | 100016520718 | Active | SHARON
SH00887 | Module, Carbon Dioxide | Modules, Carbon Dioxide (ECRI) | Physio-Control Inc (ECRI) | 11150-000019 | Code Mgmt Module | Physio-Control Inc (ECRI) | 01922067 | Active | SHARON
SH00888 | Scale | Scales (ECRI) | Rice Lake Weighing Sys (ECRI) | 140-10-6 | 140-10-6 | Rice Lake Weighing Sys (ECRI) | S01547 | Active | SHARON
SH00889 | Infusion Pump | Infusion Pumps (ECRI) | Baxter Healthcare Corp (ECRI) | 3570009 | Spectrum IQ | Baxter Healthcare Corp (ECRI) | 3619653 | Active | SHARON
SH00890 | Infusion Pump | Infusion Pumps (ECRI) | Baxter Healthcare Corp (ECRI) | 3570009 | Spectrum IQ | Baxter Healthcare Corp (ECRI) | 3619664 | Active | SHARON
SH00891 | Regulator, Suction | Regulators, Suction (ECRI) | Allied Healthcare Inc (ECRI) | Regu-Gage | Regu-Gage | CHEMETRON | Not Available | Active | SHARON
SH00892 | Flowmeter, Oxygen | Flowmeters, Oxygen (ECRI) | Not Available | Not Available | Not Available | Not Available | Not Available | Active | SHARON
SH00893 | Oximeter, Pulse | Oximeters, Pulse (ECRI) | Masimo Corp (ECRI) | Rad-5v | Rad-5v | Masimo Corp (ECRI) | N76926 | Active | SHARON
SH00894 | Monitor, Vital Signs | Monitors, Vital Signs (ECRI) | Welch Allyn Inc (ECRI) | 65NTXX | Connex 6000 Series | Welch Allyn Inc (ECRI) | 100017020718 | Active | SHARON
SH00895 | Infusion Pump | Infusion Pumps (ECRI) | Baxter Healthcare Corp (ECRI) | 3570009 | Spectrum IQ | Baxter Healthcare Corp (ECRI) | 3617603 | Active | SHARON
SH00896 | Regulator, Suction | Regulators, Suction (ECRI) | Allied Healthcare Inc (ECRI) | Regu-Gage | Regu-Gage | CHEMETRON | Not Available | Active | SHARON
SH00897 | Flowmeter, Oxygen | Flowmeters, Oxygen (ECRI) | Not Available | Not Available | Not Available | Not Available | Not Available | Active | SHARON
SH00898 | Infusion Pump | Infusion Pumps (ECRI) | Baxter Healthcare Corp (ECRI) | 3570009 | Spectrum IQ | Baxter Healthcare Corp (ECRI) | 3585936 | Active | SHARON
SH00899 | Infusion Pump | Infusion Pumps (ECRI) | Baxter Healthcare Corp (ECRI) | 3570009 | Spectrum IQ | Baxter Healthcare Corp (ECRI) | 3611615 | Active | SHARON
SH00900 | Lights, Ceiling-Mounted | Lights, Illumination, Ceiling-Mounted (ECRI) | STERIS Corp (ECRI) | LD202 | LD202 | STERIS Corp (ECRI) | Not Available | Active | SHARON
SH00901 | Monitor, Fetal | Monitors, Fetal (ECRI) | GE Healthcare (ECRI) | 259A | Corometrics 259A | GE Healthcare (ECRI) | SBE0711470PA | Active | SHARON
SH00902 | Bed, Electric, Birthing | Beds, Electric, Birthing (ECRI) | Stryker Medical (ECRI) | LD304 | LD304 | Stryker Medical (ECRI) | 0704092724 | Active | SHARON
SH00903 | PCEA Infusion Pump | Infusion Pumps, Analgesic, Patient-Controlled (ECRI) | QCore Medical (ECRI) | 15032-000-0027 | Sapphire | QCore Medical (ECRI) | 30019-2827 | Active | SHARON
SH00904 | Infusion Pump | Infusion Pumps (ECRI) | Baxter Healthcare Corp (ECRI) | 3570009 | Spectrum IQ | Baxter Healthcare Corp (ECRI) | 3598261 | Active | SHARON
SH00905 | Infusion Pump | Infusion Pumps (ECRI) | Baxter Healthcare Corp (ECRI) | 3570009 | Spectrum IQ | Baxter Healthcare Corp (ECRI) | 3619100 | Active | SHARON
SH00906 | Regulator, Suction | Regulators, Suction (ECRI) | GE Datex-Ohmeda Inc (ECRI) | 6-1224 | 6-1224 | GE Datex-Ohmeda Inc (ECRI) | GFHY09195 | Active | SHARON
SH00907 | Flowmeter, Oxygen | Flowmeters, Oxygen (ECRI) | GE Datex-Ohmeda Inc (ECRI) | Not Available | Not Available | GE Datex-Ohmeda Inc (ECRI) | AHEL06717 | Active | SHARON
SH00908 | Infusion Pump | Infusion Pumps (ECRI) | Baxter Healthcare Corp (ECRI) | 3570009 | Spectrum IQ | Baxter Healthcare Corp (ECRI) | 3619955 | Active | SHARON
SH00909 | Infusion Pump | Infusion Pumps (ECRI) | Baxter Healthcare Corp (ECRI) | 3570009 | Spectrum IQ | Baxter Healthcare Corp (ECRI) | 3619156 | Active | SHARON
SH00910 | Intermittent Compression Unit | Compression Units (ECRI) | Covidien Inc (ECRI) | 29525 | Kendall SCD 700 | Covidien Inc (ECRI) | V1201552CX | Active | SHARON
SH00911 | Bed, Electric | Beds, Electric (ECRI) | Hillrom Co Inc (ECRI) | P3200A | VersaCare | Hillrom Co Inc (ECRI) | F287AD8563 | Active | SHARON
SH00913 | Sphygmomanometer | Sphygmomanometers (ECRI) | Medline Industries Inc (ECRI) | MDS9400 | MDS9400 | Medline Industries Inc (ECRI) | Not Available | Active | SHARON
SH00914 | Monitor, Patient | Monitors, Patient (ECRI) | Philips Healthcare (ECRI) | MX450 (866062) | IntelliVue MX450 | Philips Healthcare (ECRI) | DE7770CYY0 | Active | SHARON
SH00915 | Module, Carbon Dioxide | Modules, Carbon Dioxide (ECRI) | Philips Healthcare (ECRI) | M3015A | Microstream CO2 | Philips Healthcare (ECRI) | DE742F8372 | Active | SHARON
SH00916 | Module, Multiparameter | Modules, Multiparameter (ECRI) | Philips Healthcare (ECRI) | 867036 | IntelliVue MMX | Philips Healthcare (ECRI) | DE785E5776 | Active | SHARON
SH00917 | Exerciser, Treadmill | Exercisers, Treadmills (ECRI) | Landice Inc (ECRI) | L7 | L7 | Landice Inc (ECRI) | L7-125335 | Active | SHARON
SH00918 | Flowmeter, Oxygen | Flowmeters, Oxygen (ECRI) | Ohio Medical Corp (ECRI) | Not Available | Not Available | Ohio Medical Corp (ECRI) | AHEL06761 | Active | SHARON
SH00919 | Flowmeter, Oxygen | Flowmeters, Oxygen (ECRI) | GE Datex-Ohmeda Inc (ECRI) | Not Available | Not Available | GE Datex-Ohmeda Inc (ECRI) | Not Available | Active | SHARON
SH00920 | Monitor, Patient Transport | Monitors, Patient Transport (ECRI) | GE Healthcare (ECRI) | DASH 4000 | DASH 4000 | GE Healthcare (ECRI) | SBG06213259GR | Active | SHARON
SH00921 | Oximeter, Pulse | Oximeters, Pulse (ECRI) | Masimo Corp (ECRI) | Rad-5v | Rad-5v | Masimo Corp (ECRI) | Not Available | Active | SHARON
SH00922 | Flowmeter, Oxygen | Flowmeters, Oxygen (ECRI) | Timeter Instrument Corp (ECRI) | TLO-15 | TLO-15 | Timeter Instrument Corp (ECRI) | 10531682 | Active | SHARON
SH00923 | Air Flow Meter | Flowmeters, Oxygen (ECRI) | GE Datex-Ohmeda Inc (ECRI) | 1MFA | 1MFA | GE Datex-Ohmeda Inc (ECRI) | AHEZ17971 | Active | SHARON
SH00924 | Telemetry Unit | Monitors, Telemetric, Electrocardiography (ECRI) | ScottCare Cardio Corp (ECRI) | Innovo | Innovo | ScottCare Cardio Corp (ECRI) | 320192 | Active | SHARON
SH00925 | Telemetry Unit | Monitors, Telemetric, Electrocardiography (ECRI) | ScottCare Cardio Corp (ECRI) | Innovo | Innovo | ScottCare Cardio Corp (ECRI) | 321419 | Active | SHARON
SH00926 | Monitor | Monitors, Video (ECRI) | LG Electronics USA Inc (ECRI) | E2411PU-BN | E2411PU-BN | LG Electronics USA Inc (ECRI) | 211NDCA1L283 | Active | SHARON
SH00927 | Printer | Printers (ECRI) | Hewlett-Packard Co (ECRI) | LaserJet Pro 400 | LaserJet Pro 400 | Hewlett-Packard Co (ECRI) | JPBDY1797 | Active | SHARON
SH00928 | Transmitter/Receiver System | Transmitter/Receiver Systems (ECRI) | ScottCare Cardio Corp (ECRI) | TR-620 | TeleRehab VersaCare | ScottCare Cardio Corp (ECRI) | 40126 | Active | SHARON
SH00929 | Exerciser, Bicycle | Exercisers, Bicycle (ECRI) | HealthCare International (ECRI | PhysioStep LXT | PhysioStep LXT | HealthCare International (ECRI | 3LXTHR587 | Active | SHARON
SH00930 | Sphygmomanometer | Sphygmomanometers (ECRI) | Medline Industries Inc (ECRI) | MDS9400 | MDS9400 | Medline Industries Inc (ECRI) | 041279 | Active | SHARON
SH00931 | Sphygmomanometer | Sphygmomanometers (ECRI) | Medline Industries Inc (ECRI) | MDS9400 | MDS9400 | Medline Industries Inc (ECRI) | 361419232 | Active | SHARON
SH00932 | Bed, Electric | Beds, Electric (ECRI) | Hillrom Co Inc (ECRI) | P3200A | VersaCare | Hillrom Co Inc (ECRI) | Q201AD2568 | Active | SHARON
SH00933 | Sphygmomanometer | Sphygmomanometers (ECRI) | Medline Industries Inc (ECRI) | MDS9400 | MDS9400 | Medline Industries Inc (ECRI) | 361419250 | Active | SHARON
SH00934 | Bed, Electric | Beds, Electric (ECRI) | Hillrom Co Inc (ECRI) | P3200A | VersaCare | Hillrom Co Inc (ECRI) | P195AD3564 | Active | SHARON
SH00935 | Flowmeter, Oxygen | Flowmeters, Oxygen (ECRI) | Amvex (ECRI) | T15UO | T15UO | Amvex (ECRI) | T15U0Z49950 | Active | SHARON
SH00936 | Regulator, Suction | Regulators, Suction (ECRI) | Ohio Medical Corp (ECRI) | PISA | PISA | Ohio Medical Corp (ECRI) | PSAA13787 | Active | SHARON
SH00937 | Regulator, Suction | Regulators, Suction (ECRI) | GE Datex-Ohmeda Inc (ECRI) | Not Available | Not Available | GE Datex-Ohmeda Inc (ECRI) | OFM709215 | Active | SHARON
SH00938 | Flowmeter, Oxygen | Flowmeters, Oxygen (ECRI) | GE Datex-Ohmeda Inc (ECRI) | Not Available | Not Available | GE Datex-Ohmeda Inc (ECRI) | AHE L06718 | Active | SHARON
SH00939 | Bed, Electric | Beds, Electric (ECRI) | Hillrom Co Inc (ECRI) | P3200A | VersaCare | Hillrom Co Inc (ECRI) | I228AD7313 | Active | SHARON
SH00940 | Sphygmomanometer | Sphygmomanometers (ECRI) | Medline Industries Inc (ECRI) | MDS9400 | MDS9400 | Medline Industries Inc (ECRI) | 361419221 | Active | SHARON
SH00941 | Exerciser, Bicycle | Exercisers, Bicycle (ECRI) | Biodex Medical Systems (ECRI) | 950-215 | BioStep | Biodex Medical Systems (ECRI) | NSN360810363 | Active | SHARON
SH00942 | Sphygmomanometer | Sphygmomanometers (ECRI) | Welch Allyn Inc (ECRI) | Tycos | Tycos | Welch Allyn Inc (ECRI) | 150811024595 | Active | SHARON
SH00943 | Ergometers, Arm Exerciser | Exercisers, Arm Exerciser (ECRI) | Biodex Medical Systems (ECRI) | 950-148 | Clinical Pro | Biodex Medical Systems (ECRI) | 19081039 | Active | SHARON
SH00944 | Stress Exercise, Cardiac | Stress Exercise, Cardiac (ECRI) | GE Healthcare (ECRI) | CASE | CASE | GE Healthcare (ECRI) | RVF04350650SA | Active | SHARON
SH00945 | Sphygmomanometer | Sphygmomanometers (ECRI) | Medline Industries Inc (ECRI) | MDS9400 | MDS9400 | Medline Industries Inc (ECRI) | 361419257 | Active | SHARON
SH00946 | Bed, Electric | Beds, Electric (ECRI) | Hillrom Co Inc (ECRI) | P3200 | VersaCare | Hillrom Co Inc (ECRI) | M287AD0703 | Active | SHARON
SH00947 | Flowmeter, Oxygen | Flowmeters, Oxygen (ECRI) | Medline Industries Inc (ECRI) | Not Available | Not Available | Medline Industries Inc (ECRI) | FMO15U-M07002KD | Active | SHARON
SH00948 | Regulator, Suction | Regulators, Suction (ECRI) | GE Datex-Ohmeda Inc (ECRI) | 6-1224 | 6-1224 | GE Datex-Ohmeda Inc (ECRI) | GFHY09199 | Active | SHARON
SH00949 | Flowmeter, Oxygen | Flowmeters, Oxygen (ECRI) | Timeter Instrument Corp (ECRI) | TLO-15 | TLO-15 | Timeter Instrument Corp (ECRI) | 10531599 | Active | SHARON
SH00950 | Stretcher | Stretchers (ECRI) | Hillrom Co Inc (ECRI) | P8000 | P8000 | Hillrom Co Inc (ECRI) | U192AQ1971 | Active | SHARON
SH00951 | Air Flowmeter | Flowmeters, Medical Air (ECRI) | GE Datex-Ohmeda Inc (ECRI) | Not Available | Not Available | GE Datex-Ohmeda Inc (ECRI) | AKG L01424 | Active | SHARON
SH00952 | Flowmeter, Oxygen | Flowmeters, Oxygen (ECRI) | Timeter Instrument Corp (ECRI) | TLO-15 | TLO-15 | Timeter Instrument Corp (ECRI) | 10531686 | Active | SHARON
SH00953 | Flowmeter, Oxygen | Flowmeters, Oxygen (ECRI) | GE Datex-Ohmeda Inc (ECRI) | Not Available | Not Available | GE Datex-Ohmeda Inc (ECRI) | AHE L06712 | Active | SHARON
SH00954 | GS Integrated Wall System | Ophthalmoscope/Otoscope/Vital Signs Measuring Systems (ECRI) | Welch Allyn Inc (ECRI) | 767 Series | 767 Series | Welch Allyn Inc (ECRI) | nsn361419660 | Active | SHARON
SH00956 | Monitor, Patient | Monitors, Patient (ECRI) | Philips Healthcare (ECRI) | MX400 (866060) | IntelliVue MX400 | Philips Healthcare (ECRI) | DE35160006 | Active | SHARON
SH00957 | Regulator, Suction | Regulators, Suction (ECRI) | Ohio Medical Corp (ECRI) | 1251 | 1251 | Ohio Medical Corp (ECRI) | JGGL00264 | Active | SHARON
SH00958 | Regulator, Suction | Regulators, Suction (ECRI) | Ohio Medical Corp (ECRI) | 1251 | 1251 | Ohio Medical Corp (ECRI) | JGGL00267 | Active | SHARON
SH00959 | Infusion Pump | Infusion Pumps (ECRI) | Baxter Healthcare Corp (ECRI) | 3570009 | Spectrum IQ | Baxter Healthcare Corp (ECRI) | 3608697 | Active | SHARON
SH00960 | Infusion Pump | Infusion Pumps (ECRI) | Baxter Healthcare Corp (ECRI) | 3570009 | Spectrum IQ | Baxter Healthcare Corp (ECRI) | 3616769 | Active | SHARON
SH00961 | Flowmeter, Oxygen | Flowmeters, Oxygen (ECRI) | GE Datex-Ohmeda Inc (ECRI) | Not Available | Not Available | GE Datex-Ohmeda Inc (ECRI) | AHE Z17977 | Active | SHARON
SH00962 | Scanner, Bar-Code | Scanners, Bar-Code (ECRI) | Welch Allyn Inc (ECRI) | Not Available | Not Available | Welch Allyn Inc (ECRI) | Not Available | Active | SHARON
SH00963 | Monitor, Vital Signs | Monitors, Vital Signs (ECRI) | Welch Allyn Inc (ECRI) | 65NTXX | Connex 6000 Series | Welch Allyn Inc (ECRI) | 100017030718 | Active | SHARON
SH00964 | Stretcher | Stretchers (ECRI) | Hillrom Co Inc (ECRI) | P8000 | P8000 | Hillrom Co Inc (ECRI) | U192AQ1968 | Active | SHARON
SH00965 | Flowmeter, Oxygen | Flowmeters, Oxygen (ECRI) | Timeter Instrument Corp (ECRI) | TLO-15 | TLO-15 | Timeter Instrument Corp (ECRI) | 10531680 | Active | SHARON
SH00966 | Regulator, Suction | Regulators, Suction (ECRI) | Allied Healthcare Inc (ECRI) | Regu-Gage | Regu-Gage | CHEMETRON | 101243-68 | Active | SHARON
SH00967 | Flowmeter, Oxygen | Flowmeters, Oxygen (ECRI) | GE Datex-Ohmeda Inc (ECRI) | Not Available | Not Available | GE Datex-Ohmeda Inc (ECRI) | Not Available | Active | SHARON
SH00968 | Regulator, Suction | Regulators, Suction (ECRI) | Allied Healthcare Inc (ECRI) | Regu-Gage | Regu-Gage | CHEMETRON | Not Available | Active | SHARON
SH00969 | Defibrillator | Defibrillators (ECRI) | Physio-Control Inc (ECRI) | LIFEPAK 20e | LIFEPAK 20e | Physio-Control Inc (ECRI) | 43524356 | Active | SHARON
SH00970 | Exerciser, Treadmill | Exercisers, Treadmills (ECRI) | GE Healthcare (ECRI) | T2100 | T2100 | GE Healthcare (ECRI) | SN815454264SA | Active | SHARON
SH00971 | Monitors, Vital Signs | Monitors, Vital Signs (ECRI) | GE Healthcare (ECRI) | V100 | Carescape | GE Healthcare (ECRI) | SH612450425SA | Active | SHARON
SH00972 | Footswitches | Footswitches (ECRI) | Not Available | Not Available | Not Available | Not Available | Not Available | Active | SHARON
SH00973 | Hand/Remote Control | Hand/Remote Control (ECRI) | Biodex Medical Systems (ECRI) | TH2-2042-003 | TH2-2042-003 | Biodex Medical Systems (ECRI) | 192002301 | Active | SHARON
SH00974 | Table, Imaging, Ultrasound | Tables, Imaging, Ultrasound (ECRI) | Biodex Medical Systems (ECRI) | 058-700 | Echo Pro Table | Biodex Medical Systems (ECRI) | 22031275 | Active | SHARON
SH00975 | Flowmeter, Oxygen | Flowmeters, Oxygen (ECRI) | WT Farley Inc (ECRI) | 3-700 | 3-700 | WT Farley Inc (ECRI) | FME0208-903 | Active | SHARON
SH00976 | Exerciser, Upper/Lower Cycler | Exercisers (ECRI) | SCIFIT (ECRI) | PRO1 | PRO1 | SCIFIT (ECRI) | 610-014373 | Active | SHARON
SH00977 | Exerciser, Bicycle | Exercisers, Bicycle (ECRI) | SportsArt Fitness (ECRI) | C535U | C535U | SportsArt Fitness (ECRI) | 2000068 | Active | SHARON
SH00978 | Flowmeter, Oxygen | Flowmeters, Oxygen (ECRI) | Timeter Instrument Corp (ECRI) | TLO-15 | TLO-15 | Timeter Instrument Corp (ECRI) | Not Available | Active | SHARON
SH00979 | Flowmeter, Oxygen | Flowmeters, Oxygen (ECRI) | WT Farley Inc (ECRI) | 3-700 | 3-700 | WT Farley Inc (ECRI) | FME0201-8941 | Active | SHARON
SH00980 | Exerciser, Treadmill | Exercisers, Treadmills (ECRI) | SportsArt Fitness (ECRI) | T635M | T635M | SportsArt Fitness (ECRI) | 0366435 | Active | SHARON
SH00981 | Electrocardiograph | Electrocardiographs, Multichannel (ECRI) | GE Healthcare (ECRI) | MAC 5500 | MAC 5500 | GE Healthcare (ECRI) | SCD07409929PR | Active | SHARON
SH00982 | Hand/Remote Control | Hand/Remote Control (ECRI) | Medical Positioning Inc (ECRI) | Not Available | Not Available | Medical Positioning Inc (ECRI) | Not Available | Active | SHARON
SH00983 | Tables, Examination/Treatment | Tables, Examination/Treatment (ECRI) | Medical Positioning Inc (ECRI) | 1031 | HUT Table | Medical Positioning Inc (ECRI) | 808525 | Active | SHARON
SH00984 | Scale, Floor | Scales, Floor (ECRI) | Seca NA (ECRI) | 7771821004 | 7771821004 | Seca NA (ECRI) | 10000000882955 | Active | SHARON
SH00985 | Flowmeter, Oxygen | Flowmeters, Oxygen (ECRI) | WT Farley Inc (ECRI) | 3-700 | 3-700 | WT Farley Inc (ECRI) | FME0208-9045 | Active | SHARON
SH00986 | Regulator, Suction | Regulators, Suction (ECRI) | GE Datex-Ohmeda Inc (ECRI) | 6-1224 | 6-1224 | GE Datex-Ohmeda Inc (ECRI) | GFHJ09917 | Active | SHARON
SH00987 | Uninterruptible Power Supply | Power Systems, Uninterruptible (ECRI) | APC by Schneider (ECRI) | BR1500G | BR1500G | APC by Schneider (ECRI) | 4B1324P38658 | Active | SHARON
SH00988 | Sphygmomanometer | Sphygmomanometers (ECRI) | Welch Allyn Inc (ECRI) | Tycos | Tycos | Welch Allyn Inc (ECRI) | 150804230275 | Active | SHARON
SH00989 | Stress Exercise, Cardiac | Stress Exercise, Cardiac (ECRI) | GE Healthcare (ECRI) | CASE V6.7 | CASE V6.7 | GE Healthcare (ECRI) | STE23210002SA | Active | SHARON
SH00990 | Oximeter, Pulse | Oximeters, Pulse (ECRI) | Masimo Corp (ECRI) | Rad-5v | Rad-5v | Masimo Corp (ECRI) | N76817 | Active | SHARON
SH00991 | Defibrillator | Defibrillators (ECRI) | Physio-Control Inc (ECRI) | LIFEPAK 20e | LIFEPAK 20e | Physio-Control Inc (ECRI) | 45235618 | Active | SHARON
SH00992 | Module, Carbon Dioxide | Modules, Carbon Dioxide (ECRI) | Physio-Control Inc (ECRI) | 11150-000019 | Code Mgmt Module | Physio-Control Inc (ECRI) | 01922062 | Active | SHARON
SH00993 | Electrical Power Strip | Power Strips, Electrical (ECRI) | Tripp Lite (ECRI) | Not Available | Not Available | Tripp Lite (ECRI) | Not Available | Active | SHARON
SH00994 | Scanner, Bar-Code | Scanners, Bar-Code (ECRI) | Welch Allyn Inc (ECRI) | Not Available | Not Available | Welch Allyn Inc (ECRI) | Not Available | Active | SHARON
SH00995 | Module, Electrocardiograph | Modules, Electrocardiographs (ECRI) | Philips Healthcare (ECRI) | 453564659321 | 453564659321 | Philips Healthcare (ECRI) | CN02214339 | Active | SHARON
SH00996 | Programmer, Pacemaker | Programmers, Pacemaker (ECRI) | Medtronic Inc (ECRI) | 2067 | 2067 | Medtronic Inc (ECRI) | Not Available | Active | SHARON
SH00997 | Programmer, Pacemaker | Programmers, Pacemaker (ECRI) | Medtronic Inc (ECRI) | 2067 | 2067 | Medtronic Inc (ECRI) | INP016651R | Active | SHARON
SH00998 | Programmer, Pacemaker | Programmers, Pacemaker (ECRI) | Boston Scientific Corp (ECRI) | 3300 | Latitude | Boston Scientific Corp (ECRI) | 16493-002 | Active | SHARON
SH00999 | Electrocardiograph | Electrocardiographs, Multichannel (ECRI) | Philips Healthcare (ECRI) | TC70 | PageWriter | Philips Healthcare (ECRI) | USO2236887 | Active | SHARON
SH01000 | Telemetry Unit | Telemetry Units (ECRI) | Boston Scientific Corp (ECRI) | 6395 | 6395 | Boston Scientific Corp (ECRI) | 206247 | Active | SHARON
SH01001 | Printers | Printers (ECRI) | Samsung Inc (ECRI) | ML-2250 | ML-2250 | Samsung Inc (ECRI) | 2Y61BKDPA00592W | Active | SHARON
SH01002 | Regulator, Suction | Regulators, Suction (ECRI) | GE Datex-Ohmeda Inc (ECRI) | 6-1224 | 6-1224 | GE Datex-Ohmeda Inc (ECRI) | BDKY00649 | Active | SHARON
SH01003 | Flowmeter, Oxygen | Flowmeters, Oxygen (ECRI) | Ohio Medical Corp (ECRI) | Not Available | Not Available | Ohio Medical Corp (ECRI) | AHEL06728 | Active | SHARON
SH01004 | Programmer, Pacemaker | Programmers, Pacemaker (ECRI) | Abbott Laboratories Inc (ECRI) | Merlin 3650 | Merlin 3650 | Abbott Laboratories Inc (ECRI) | 12046457 | Active | SHARON
SH01005 | Telemetry Units | Telemetry Units (ECRI) | Medtronic Inc (ECRI) | 24970A | 24970A | Medtronic Inc (ECRI) | SPM011264A | Active | SHARON
SH01006 | Programmer, Pacemaker | Programmers, Pacemaker (ECRI) | Medtronic Inc (ECRI) | 24967 | CareLink SmartSync | Medtronic Inc (ECRI) | RFA020349A | Active | SHARON
SH01007 | Programmer, Pacemaker | Programmers, Pacemaker (ECRI) | MicroPort Corp (ECRI) | Orchestra | Orchestra | MicroPort Corp (ECRI) | BC0312060G | Active | SHARON
SH01009 | Programmer, Pacemaker | Programmers, Pacemaker (ECRI) | Medtronic Inc (ECRI) | 2020B | CareLink Express | Medtronic Inc (ECRI) | LPH005184P | Active | SHARON
SH01010 | Laboratory Hood | Hoods, Lab (ECRI) | AirClean Systems Inc (ECRI) | AC2000 | AC2000 | AirClean Systems Inc (ECRI) | CTRL-361560383 | Active | SHARON
SH01011 | Analyzer, Laboratory, Blood | Analyzers, Laboratory, Blood (ECRI) | Quidel Corp (ECRI) | SOFIA | SOFIA | Quidel Corp (ECRI) | 00019497 | Active | SHARON
SH01012 | Laboratory Hood | Hoods, Lab (ECRI) | Thermo Fisher Scientific(ECRI) | 1300 Series A2 | 1300 Series A2 | Thermo Fisher Scientific(ECRI) | 300075519 | Active | SHARON
SH01013 | Microtome, Cryostat | Microtomes, Cryostat (ECRI) | Leica Biosystems Inc (ECRI) | CM1850 | CM1850 | Leica Biosystems Inc (ECRI) | 4036/03.2004 | Active | SHARON
SH01015 | Analyzers, Point-Of-Care | Analyzers, Point-of-Care, Whole Blood (ECRI) | Abbott Laboratories Inc (ECRI) | i-STAT 1 | i-STAT 1 | Abbott Laboratories Inc (ECRI) | 427046 | Active | SHARON
SH01018 | Module, Carbon Dioxide | Modules, Carbon Dioxide (ECRI) | Physio-Control Inc (ECRI) | 11150-000019 | Code Mgmt Module | Physio-Control Inc (ECRI) | 01922060 | Active | SHARON
SH01019 | Defibrillator | Defibrillators (ECRI) | Physio-Control Inc (ECRI) | LIFEPAK 20e | LIFEPAK 20e | Physio-Control Inc (ECRI) | 42020041 | Active | SHARON
SH01020 | Footswitch | Footswitches (ECRI) | MTI (ECRI) | 130-3138 | 130-3138 | MTI (ECRI) | Not Available | Active | SHARON
SH01021 | Centrifuge | Centrifuges, Tabletop (ECRI) | Ortho Clinical (ECRI) | 6904630 (5100) | Ortho Workstation | Ortho Clinical (ECRI) | 510012022 | Active | SHARON
SH01022 | Heating Block | Heating Blocks (ECRI) | Thermo Fisher Scientific(ECRI) | 2050 | Multi-Blok | Thermo Fisher Scientific(ECRI) | C1648110205619 | Active | SHARON
SH01023 | Centrifuge, Tabletop | Centrifuges, Tabletop (ECRI) | Drucker Diagnostics (ECRI) | CA483104 | Sero 12 | Drucker Diagnostics (ECRI) | 240314AC049 | Active | SHARON
SH01024 | Viewer, Agglutination | Viewers, Agglutination (ECRI) | BD (ECRI) | 425384 | 425384 | BD (ECRI) | 298037 | Active | SHARON
SH01025 | Refrigerator | Refrigerators (ECRI) | Kendro Laboratory Products (EC | BB504A20 | BB504A20 | Kendro Laboratory Products (EC | S23M-583647-TM | Active | SHARON
SH01026 | Bath, Water, Plasma-Thawing | Baths, Water, Plasma-Thawing (ECRI) | Helmer Scientific (ECRI) | DH2 | QuickThaw DH2 | Helmer Scientific (ECRI) | 2121947 | Active | SHARON
SH01027 | Centrifuge, Cell Washing | Centrifuges, Cell Washing (ECRI) | Helmer Scientific (ECRI) | Ultra CW | Ultra CW | Helmer Scientific (ECRI) | 0004741 | Active | SHARON
SH01028 | Centrifuge, Tabletop | Centrifuges, Tabletop (ECRI) | Drucker Diagnostics (ECRI) | 642E Quest | Horizon 642E Quest | Drucker Diagnostics (ECRI) | 520310-216 | Active | SHARON
SH01029 | Centrifuge, Tabletop | Centrifuges, Tabletop (ECRI) | Ortho Clinical (ECRI) | 5150-60 | MTS Centrifuge | Ortho Clinical (ECRI) | 07-10-7256 | Active | SHARON
SH01030 | Incubator, Laboratory | Incubators, Laboratory (ECRI) | Ortho Clinical (ECRI) | DG-225 | MTS Incubator | Ortho Clinical (ECRI) | 225-159-6893 | Active | SHARON
SH01031 | Centrifuge | Centrifuges, Tabletop (ECRI) | Baxter Healthcare Corp (ECRI) | Immufuge II | Immufuge II | Baxter Healthcare Corp (ECRI) | 72707 | Active | SHARON
SH01032 | Freezer | Freezers (ECRI) | Thermo Fisher Scientific(ECRI) | CAR24086A | CAR24086A | Thermo Fisher Scientific(ECRI) | 300258166 | Active | SHARON
SH01033 | Uninterruptible Power Supply | Power Systems, Uninterruptible (ECRI) | APC by Schneider (ECRI) | Pro 1000 | Pro 1000 | APC by Schneider (ECRI) | Not Available | Active | SHARON
SH01034 | Refrigerator | Refrigerators (ECRI) | True Mfg Co Inc (ECRI) | GDM-33 | GDM-33 | True Mfg Co Inc (ECRI) | 1-4064202 | Active | SHARON
SH01035 | Refrigerator | Refrigerators (ECRI) | True Mfg Co Inc (ECRI) | GDM-33 | GDM-33 | True Mfg Co Inc (ECRI) | 1-3984400 | Active | SHARON
SH01041 | Rotator, Platelet | Incubators, Rotator, Platelet (ECRI) | Helmer Scientific (ECRI) | PFS15 | PFS15 | Helmer Scientific (ECRI) | 0963755 | Active | SHARON
SH01042 | Light, Examination | Lights, Examination (ECRI) | STERIS Corp (ECRI) | Examiner 10 | Examiner 10 | STERIS Corp (ECRI) | 0403707070 | Active | SHARON
SH01043 | Defibrillator | Defibrillators (ECRI) | Physio-Control Inc (ECRI) | LIFEPAK 20e | LIFEPAK 20e | Physio-Control Inc (ECRI) | 47723180 | Active | SHARON
SH01044 | Module, Carbon Dioxide | Modules, Carbon Dioxide (ECRI) | Physio-Control Inc (ECRI) | 11150-000019 | Code Mgmt Module | Physio-Control Inc (ECRI) | 01839033 | Active | SHARON
SH01045 | Electrical Power Strip | Power Strips, Electrical (ECRI) | Tripp Lite (ECRI) | Not Available | Not Available | Tripp Lite (ECRI) | Not Available | Active | SHARON
SH01046 | Regulator, Suction | Regulators, Suction (ECRI) | Allied Healthcare Inc (ECRI) | Regu-Gage | Regu-Gage | CHEMETRON | 22040004 | Active | SHARON
SH01047 | Flowmeter, Oxygen | Flowmeters, Oxygen (ECRI) | GE Datex-Ohmeda Inc (ECRI) | Not Available | Not Available | GE Datex-Ohmeda Inc (ECRI) | U06215 | Active | SHARON
SH01048 | Defibrillator | Defibrillators (ECRI) | Physio-Control Inc (ECRI) | LIFEPAK 20e | LIFEPAK 20e | Physio-Control Inc (ECRI) | 47726766 | Active | SHARON
SH01049 | Regulator, Suction | Regulators, Suction (ECRI) | GE Datex-Ohmeda Inc (ECRI) | 6-1251 | 6-1251 | GE Datex-Ohmeda Inc (ECRI) | GFFL08145 | Active | SHARON
SH01050 | Flowmeter, Oxygen | Flowmeters, Oxygen (ECRI) | GE Datex-Ohmeda Inc (ECRI) | TLO-15 | TLO-15 | GE Datex-Ohmeda Inc (ECRI) | AHE L06736 | Active | SHARON
SH01051 | Flowmeters, Medical Air | Flowmeters, Medical Air (ECRI) | GE Datex-Ohmeda Inc (ECRI) | Not Available | Not Available | GE Datex-Ohmeda Inc (ECRI) | AKG L01427 | Active | SHARON
SH01052 | Flowmeter, Oxygen | Flowmeters, Oxygen (ECRI) | GE Datex-Ohmeda Inc (ECRI) | TLO-15 | TLO-15 | GE Datex-Ohmeda Inc (ECRI) | Not Available | Active | SHARON
SH01053 | Regulator, Suction | Regulators, Suction (ECRI) | Ohio Medical Corp (ECRI) | 1251 | 1251 | Ohio Medical Corp (ECRI) | JGGL00277 | Active | SHARON
SH01054 | Footswitches | Footswitches (ECRI) | MTI (ECRI) | Not Available | Not Available | MTI (ECRI) | FC3-NS0PRS-LBT-P | Active | SHARON
SH01055 | Light, Examination | Lights, Examination (ECRI) | Welch Allyn Inc (ECRI) | 444XX | Green Series 300 | Welch Allyn Inc (ECRI) | Not Available | Active | SHARON
SH01056 | Stretcher | Stretchers (ECRI) | Hillrom Co Inc (ECRI) | P8000 | P8000 | Hillrom Co Inc (ECRI) | M244AQ8223 | Active | SHARON
SH01057 | Sphygmomanometer | Sphygmomanometers (ECRI) | Medline Industries Inc (ECRI) | MDS9400 | MDS9400 | Medline Industries Inc (ECRI) | Not Available | Active | SHARON
SH01058 | Ankle-Brachial Index System | Monitors, Physiologic, Multipurpose (ECRI) | MESI Ltd (ECRI) | MTABMD | MTABMD | MESI Ltd (ECRI) | 0213-J18H | Active | SHARON
SH01059 | Ankle-Brachial Index System | Monitors, Physiologic, Multipurpose (ECRI) | MESI Ltd (ECRI) | 301-003084 | mTABLET Trolley | MESI Ltd (ECRI) | 1510-GDOB | Active | SHARON
SH01060 | Lift, Patient Transfer | Lifts, Patient Transfer (ECRI) | Arjo Inc (ECRI) | Maxi Move | Maxi Move | Arjo Inc (ECRI) | KMC-13652 | Active | SHARON
SH01061 | Sphygmomanometer | Sphygmomanometers (ECRI) | Medline Industries Inc (ECRI) | MDS9400 | MDS9400 | Medline Industries Inc (ECRI) | Not Available | Active | SHARON
SH01062 | Sphygmomanometer | Sphygmomanometers (ECRI) | Medline Industries Inc (ECRI) | MDS9400 | MDS9400 | Medline Industries Inc (ECRI) | Not Available | Active | SHARON
SH01063 | Monitor, Oxygen | Monitors, Oxygen (ECRI) | Perimed Inc (ECRI) | PF5002/PF5040 | PF5002/PF5040 | Perimed Inc (ECRI) | 1744 | Active | SHARON
SH01064 | Ankle-Brachial Index System | Monitors, Physiologic, Multipurpose (ECRI) | MESI Ltd (ECRI) | MA0001 | ABPIMDD | MESI Ltd (ECRI) | ME01V14-101908235 | Active | SHARON
SH01065 | Light, Examination | Lights, Examination (ECRI) | Not Available | GOOSENECK | GOOSENECK | Not Available | 360728 | Active | SHARON
SH01066 | Wall Battery Charger | Battery Chargers (ECRI) | Arjo Inc (ECRI) | 700.24250 | 700.24250 | Arjo Inc (ECRI) | Not Available | Active | SHARON
SH01067 | Scale, Floor | Scales, Floor (ECRI) | Seca NA (ECRI) | 703 | 703 | Seca NA (ECRI) | 5700183112377 | Active | SHARON
SH01068 | Electrical Power Strip | Power Strips, Electrical (ECRI) | Tripp Lite (ECRI) | Not Available | Not Available | Tripp Lite (ECRI) | UL1363A | Active | SHARON
SH01069 | Analyzers, Laboratory, Blood | Analyzers, Laboratory, Blood (ECRI) | Abbott Laboratories Inc (ECRI) | EQ002003 | ID NOW | Abbott Laboratories Inc (ECRI) | 603D6619 | Active | SHARON
SH01070 | Analyzers, Laboratory, Blood | Analyzers, Laboratory, Blood (ECRI) | Abbott Laboratories Inc (ECRI) | EQ002003 | ID NOW | Abbott Laboratories Inc (ECRI) | 93D3D81C | Active | SHARON
SH01071 | Uninterruptible Power Supply | Power Systems, Uninterruptible (ECRI) | APC by Schneider (ECRI) | Not Available | Not Available | APC by Schneider (ECRI) | Not Available | Active | SHARON
SH01072 | Uninterruptible Power Supply | Power Systems, Uninterruptible (ECRI) | APC by Schneider (ECRI) | Pro 1500 | Back-UPS | APC by Schneider (ECRI) | Not Available | Active | SHARON
SH01073 | Monitor, Display | Monitors, Video (ECRI) | Lenovo (US) Inc (ECRI) | ThinkVision S22e-20 | ThinkVision S22e-20 | Lenovo (US) Inc (ECRI) | V5FRM175 | Active | SHARON
SH01074 | Workstation, PC | Workstations, PC (ECRI) | Contec Inc (ECRI) | Not Available | Not Available | Contec Inc (ECRI) | CPH0422F34452 | Active | SHARON
SH01075 | Analyzer, Molecular Testing | Analyzers, Laboratory, Molecular Assay (ECRI) | Cepheid (ECRI) | GeneXpert IV | GeneXpert IV | Cepheid (ECRI) | 110020370 | Active | SHARON
SH01076 | Microscope, Laboratory | Microscopes, Laboratory (ECRI) | Olympus America Inc (ECRI) | BX43F | BX43F | Olympus America Inc (ECRI) | 4B44147 | Active | SHARON
SH01077 | Digital Scale | Scales (ECRI) | MYWEIGH | KD-8000 | KD-8000 | MYWEIGH | Not Available | Active | SHARON
SH01078 | Thermometer, Electronic | Thermometers, Electronic (ECRI) | Welch Allyn Inc (ECRI) | 690 | SureTemp Plus | Welch Allyn Inc (ECRI) | 10380752 | Active | SHARON
SH01079 | GS Integrated Wall System | Ophthalmoscope/Otoscope/Vital Signs Measuring Systems (ECRI) | Welch Allyn Inc (ECRI) | 767 Series | 767 Series | Welch Allyn Inc (ECRI) | Not Available | Active | SHARON
SH01080 | Sphygmomanometer | Sphygmomanometers (ECRI) | Welch Allyn Inc (ECRI) | Tycos | Tycos | Welch Allyn Inc (ECRI) | Not Available | Active | SHARON
SH01081 | Flowmeter, Oxygen | Flowmeters, Oxygen (ECRI) | Timeter Instrument Corp (ECRI) | TLO-15 | TLO-15 | Timeter Instrument Corp (ECRI) | Not Available | Active | SHARON
SH01082 | Module, Electrocardiograph | Modules, Electrocardiographs (ECRI) | Philips Healthcare (ECRI) | 453564659321 | 453564659321 | Philips Healthcare (ECRI) | CN02214347 | Active | SHARON
SH01083 | Module, Electrocardiograph | Modules, Electrocardiographs (ECRI) | Philips Healthcare (ECRI) | 453564659321 | 453564659321 | Philips Healthcare (ECRI) | CN02214343 | Active | SHARON
SH01084 | Light, Examination | Lights, Examination (ECRI) | Hillrom Co Inc (ECRI) | 965 | Exam Plus 965 | Hillrom Co Inc (ECRI) | 080667 | Active | SHARON
SH01085 | Big Wheel Stretcher | Stretchers, Mobile, Hospital (ECRI) | Stryker Medical (ECRI) | 1115 | Prime Series | Stryker Medical (ECRI) | 1509035308 | Active | SHARON
SH01086 | EEG Amplifier | Amplifiers (ECRI) | Cadwell Industries Inc (ECRI) | Easy III | Easy III | Cadwell Industries Inc (ECRI) | 1508IX90-07-008 | Active | SHARON
SH01087 | Sphygmomanometer | Sphygmomanometers (ECRI) | Welch Allyn Inc (ECRI) | Tycos | Tycos | Welch Allyn Inc (ECRI) | 100309191232 | Active | SHARON
SH01088 | GS Integrated Wall System | Ophthalmoscope/Otoscope/Vital Signs Measuring Systems (ECRI) | Welch Allyn Inc (ECRI) | 767 Series | 767 Series | Welch Allyn Inc (ECRI) | nsn361815151 | Active | SHARON
SH01089 | Thermometer, Electronic | Thermometers, Electronic (ECRI) | Welch Allyn Inc (ECRI) | 690 | SureTemp Plus | Welch Allyn Inc (ECRI) | 09520223 | Active | SHARON
SH01090 | Module, Electrocardiographs | Modules, Electrocardiographs (ECRI) | GE Healthcare (ECRI) | CAM-14 | CAM-14 | GE Healthcare (ECRI) | RMF04365388PA | Active | SHARON
SH01091 | Electrocardiograph | Electrocardiographs, Multichannel (ECRI) | GE Healthcare (ECRI) | MAC 5500 | MAC 5500 | GE Healthcare (ECRI) | SKJ14483769PA | Active | SHARON
SH01092 | Electrocardiograph | Electrocardiographs, Multichannel (ECRI) | GE Healthcare (ECRI) | MAC 1200 | MAC 1200 | GE Healthcare (ECRI) | 550043113 | Active | SHARON
SH01093 | Flowmeter, Oxygen | Flowmeters, Oxygen (ECRI) | GE Datex-Ohmeda Inc (ECRI) | Not Available | Not Available | GE Datex-Ohmeda Inc (ECRI) | L06724 | Active | SHARON
SH01094 | Thermometer, Electronic | Thermometers, Electronic (ECRI) | Welch Allyn Inc (ECRI) | 690 | SureTemp Plus | Welch Allyn Inc (ECRI) | 10011758 | Active | SHARON
SH01095 | GS Integrated Wall System | Ophthalmoscope/Otoscope/Vital Signs Measuring Systems (ECRI) | Welch Allyn Inc (ECRI) | 767 Series | 767 Series | Welch Allyn Inc (ECRI) | nsn361815149 | Active | SHARON
SH01096 | Sphygmomanometer | Sphygmomanometers (ECRI) | Welch Allyn Inc (ECRI) | Tycos | Tycos | Welch Allyn Inc (ECRI) | 100309194710 | Active | SHARON
SH01097 | Scale, Floor | Scales, Floor (ECRI) | Seca NA (ECRI) | 703 | 703 | Seca NA (ECRI) | 5703075108967 | Active | SHARON
SH01098 | Scale, Floor | Scales, Floor (ECRI) | Doran Scales Inc (ECRI) | DS7040 | HandRail Scale | Doran Scales Inc (ECRI) | DS76182900739 | Active | SHARON
SH01099 | Module, Electrocardiographs | Modules, Electrocardiographs (ECRI) | GE Healthcare (ECRI) | CAM-14 | CAM-14 | GE Healthcare (ECRI) | SK919080042PA | Active | SHARON
SH01100 | Stretcher | Stretchers (ECRI) | Hillrom Co Inc (ECRI) | P8000 | P8000 | Hillrom Co Inc (ECRI) | U211AQ2794 | Active | SHARON
SH01101 | Regulator, Suction | Regulators, Suction (ECRI) | Allied Healthcare Inc (ECRI) | Regu-Gage | Regu-Gage | Allied Healthcare Inc (ECRI) | 150-80 | Active | SHARON
SH01102 | Flowmeter, Oxygen | Flowmeters, Oxygen (ECRI) | Timeter Instrument Corp (ECRI) | TLO-15 | TLO-15 | Timeter Instrument Corp (ECRI) | 10531679 | Active | SHARON
SH01103 | Regulator, Suction | Regulators, Suction (ECRI) | Allied Healthcare Inc (ECRI) | Regu-Gage | Regu-Gage | Allied Healthcare Inc (ECRI) | 147-75 | Active | SHARON
SH01104 | Regulator, Suction | Regulators, Suction (ECRI) | Allied Healthcare Inc (ECRI) | Regu-Gage | Regu-Gage | CHEMETRON | 225-80 | Active | SHARON
SH01105 | Flowmeter, Oxygen | Flowmeters, Oxygen (ECRI) | GE Datex-Ohmeda Inc (ECRI) | Not Available | Not Available | GE Datex-Ohmeda Inc (ECRI) | AHE L06723 | Active | SHARON
SH01106 | Regulator, Suction | Regulators, Suction (ECRI) | Allied Healthcare Inc (ECRI) | Regu-Gage | Regu-Gage | CHEMETRON | Not Available | Active | SHARON
SH01107 | Regulator, Suction | Regulators, Suction (ECRI) | Allied Healthcare Inc (ECRI) | Regu-Gage | Regu-Gage | CHEMETRON | 101243-63 | Active | SHARON
SH01108 | Flowmeter, Oxygen | Flowmeters, Oxygen (ECRI) | GE Datex-Ohmeda Inc (ECRI) | Not Available | Not Available | GE Datex-Ohmeda Inc (ECRI) | AHE E20869 | Active | SHARON
SH01109 | Regulator, Suction | Regulators, Suction (ECRI) | Allied Healthcare Inc (ECRI) | Regu-Gage | Regu-Gage | CHEMETRON | Not Available | Active | SHARON
SH01111 | Sphygmomanometer | Sphygmomanometers (ECRI) | Welch Allyn Inc (ECRI) | Tycos | Tycos | Welch Allyn Inc (ECRI) | 150425084785 | Active | SHARON
SH01112 | GS Integrated Wall System | Ophthalmoscope/Otoscope/Vital Signs Measuring Systems (ECRI) | Welch Allyn Inc (ECRI) | 767 Series | 767 Series | Welch Allyn Inc (ECRI) | 10287 | Active | SHARON
SH01113 | Thermometer, Electronic | Thermometers, Electronic (ECRI) | Welch Allyn Inc (ECRI) | 690 | SureTemp Plus | Welch Allyn Inc (ECRI) | 10400287 | Active | SHARON
SH01114 | Flowmeter, Oxygen | Flowmeters, Oxygen (ECRI) | GE Datex-Ohmeda Inc (ECRI) | Not Available | Not Available | GE Datex-Ohmeda Inc (ECRI) | Not Available | Active | SHARON
SH01115 | Regulator, Suction | Regulators, Suction (ECRI) | GE Datex-Ohmeda Inc (ECRI) | 6-1224 | 6-1224 | GE Datex-Ohmeda Inc (ECRI) | GFHY09198 | Active | SHARON
SH01116 | Stretcher | Stretchers (ECRI) | Hillrom Co Inc (ECRI) | P8000 | P8000 | Hillrom Co Inc (ECRI) | U192AQ1969 | Active | SHARON
SH01117 | Stretcher | Stretchers (ECRI) | Hillrom Co Inc (ECRI) | P8000 | P8000 | Hillrom Co Inc (ECRI) | U211AQ2791 | Active | SHARON
SH01118 | Stretcher | Stretchers (ECRI) | Hillrom Co Inc (ECRI) | P8000 | P8000 | Hillrom Co Inc (ECRI) | U192AQ1973 | Active | SHARON
SH01119 | Sphygmomanometer | Sphygmomanometers (ECRI) | Medline Industries Inc (ECRI) | MDS9400 | MDS9400 | Medline Industries Inc (ECRI) | 040003 | Active | SHARON
SH01120 | Flowmeter, Oxygen | Flowmeters, Oxygen (ECRI) | GE Datex-Ohmeda Inc (ECRI) | TLO-15 | TLO-15 | GE Datex-Ohmeda Inc (ECRI) | 10531577 | Active | SHARON
SH01121 | Bed, Electric | Beds, Electric (ECRI) | Hillrom Co Inc (ECRI) | P3200 | VersaCare | Hillrom Co Inc (ECRI) | M287AD0686 | Active | SHARON
SH01122 | Regulator, Suction | Regulators, Suction (ECRI) | GE Datex-Ohmeda Inc (ECRI) | 6-1224 | 6-1224 | GE Datex-Ohmeda Inc (ECRI) | GFHY09192 | Active | SHARON
SH01123 | Infusion Pump | Infusion Pumps (ECRI) | Baxter Healthcare Corp (ECRI) | 3570009 | Spectrum IQ | Baxter Healthcare Corp (ECRI) | 3620191 | Active | SHARON
SH01124 | Infusion Pump | Infusion Pumps (ECRI) | Baxter Healthcare Corp (ECRI) | 3570009 | Spectrum IQ | Baxter Healthcare Corp (ECRI) | 3614479 | Active | SHARON
SH01125 | Infusion Pump | Infusion Pumps (ECRI) | Baxter Healthcare Corp (ECRI) | 3570009 | Spectrum IQ | Baxter Healthcare Corp (ECRI) | 3591047 | Active | SHARON
SH01126 | Stretcher | Stretchers (ECRI) | Hillrom Co Inc (ECRI) | P8000 | P8000 | Hillrom Co Inc (ECRI) | U211AQ1970 | Active | SHARON
SH01127 | Bed, Electric | Beds, Electric (ECRI) | Hillrom Co Inc (ECRI) | P3200 | VersaCare | Hillrom Co Inc (ECRI) | F275AD9596 | Active | SHARON
SH01128 | Sphygmomanometer | Sphygmomanometers (ECRI) | Medline Industries Inc (ECRI) | MDS9400 | MDS9400 | Medline Industries Inc (ECRI) | 040554 | Active | SHARON
SH01130 | Flowmeter, Oxygen | Flowmeters, Oxygen (ECRI) | GE Datex-Ohmeda Inc (ECRI) | TLO-15 | TLO-15 | GE Datex-Ohmeda Inc (ECRI) | Not Available | Active | SHARON
SH01131 | Regulator, Suction | Regulators, Suction (ECRI) | GE Datex-Ohmeda Inc (ECRI) | 6-1224 | 6-1224 | GE Datex-Ohmeda Inc (ECRI) | BDKY00638 | Active | SHARON
SH01132 | Analyzers, Point-Of-Care | Analyzers, Point-of-Care, Whole Blood (ECRI) | Abbott Laboratories Inc (ECRI) | i-STAT 1 | i-STAT 1 | Abbott Laboratories Inc (ECRI) | 426877 | Active | SHARON
SH01133 | Module, Electrocardiographs | Modules, Electrocardiographs (ECRI) | GE Healthcare (ECRI) | CAM-14 | CAM-14 | GE Healthcare (ECRI) | RNC13230849A | Active | SHARON
SH01134 | Electrocardiograph | Electrocardiographs, Multichannel (ECRI) | GE Healthcare (ECRI) | MAC 5500 | MAC 5500 | GE Healthcare (ECRI) | SKJ14483724PA | Active | SHARON
SH01135 | GS Integrated Wall System | Ophthalmoscope/Otoscope/Vital Signs Measuring Systems (ECRI) | Welch Allyn Inc (ECRI) | 767 Series | 767 Series | Welch Allyn Inc (ECRI) | Not Available | Active | SHARON
SH01136 | Intermittent Compression Unit | Compression Units (ECRI) | Covidien Inc (ECRI) | 29525 | Kendall SCD 700 | Covidien Inc (ECRI) | V1200725CX | Active | SHARON
SH01137 | Flowmeter, Oxygen | Flowmeters, Oxygen (ECRI) | GE Datex-Ohmeda Inc (ECRI) | TLO-15 | TLO-15 | GE Datex-Ohmeda Inc (ECRI) | Not Available | Active | SHARON
SH01138 | Regulator, Suction | Regulators, Suction (ECRI) | GE Datex-Ohmeda Inc (ECRI) | 6-1224 | 6-1224 | GE Datex-Ohmeda Inc (ECRI) | GFHY09233 | Active | SHARON
SH01140 | Infusion Pump | Infusion Pumps (ECRI) | Baxter Healthcare Corp (ECRI) | 3570009 | Spectrum IQ | Baxter Healthcare Corp (ECRI) | 3612405 | Active | SHARON
SH01141 | Audiometer | Audiometers (ECRI) | Welch Allyn Inc (ECRI) | AM232 | AM232 | Welch Allyn Inc (ECRI) | AR055451 | Active | SHARON
SH01142 | Pocket Laser Tachometer | Test, Equipment (ECRI) | Monarch Instrument (ECRI) | PLT200 | PLT200 | Monarch Instrument (ECRI) | 1948786 | Active | SHARON
SH01143 | Force Dial Guage | Test, Equipment (ECRI) | Wagner Instruments (ECRI) | FDK 20 | FDK 20 | Wagner Instruments (ECRI) | S1888 | Active | SHARON
SH01144 | Thermo Anemometer | Test, Equipment (ECRI) | Extech Instruments Corp (ECRI) | AN300 | AN300 | Extech Instruments Corp (ECRI) | Z400514 | Active | SHARON
SH01145 | ECG Tester | Test, Equipment (ECRI) | Pronk Technologies Inc (ECRI) | SC-5 | SimCube | Pronk Technologies Inc (ECRI) | 9170 | Active | SHARON
SH01146 | Pressure Meter | Test, Equipment (ECRI) | Fluke Biomedical (ECRI) | DPM2PLUS | DPM2PLUS | Fluke Biomedical (ECRI) | 3905032 | Active | SHARON
SH01147 | Defibrillator Analyzer | Test, Equipment (ECRI) | Fluke Biomedical (ECRI) | Impulse 7000DP | Impulse 7000DP | Fluke Biomedical (ECRI) | 3900561 | Active | SHARON
SH01148 | ECG Simulator | Test, Equipment (ECRI) | Fluke Biomedical (ECRI) | PS410 | PS410 | Fluke Biomedical (ECRI) | 5915035 | Active | SHARON
SH01149 | SpO2 Function Tester | Test, Equipment (ECRI) | Fluke Biomedical (ECRI) | SpotLight | SpotLight | Fluke Biomedical (ECRI) | 5339622 | Active | SHARON
SH01153 | Intermittent Compression Unit | Compression Units (ECRI) | Covidien Inc (ECRI) | 29525 | Kendall SCD 700 | Covidien Inc (ECRI) | V1308992SX | Active | SHARON
SH01154 | Module, Multiparameter | Modules, Multiparameter (ECRI) | Philips Healthcare (ECRI) | M3001A | M3001A | Philips Healthcare (ECRI) | DE5630E2HZ | Active | SHARON
SH01155 | Module, Multiparameter | Modules, Multiparameter (ECRI) | Philips Healthcare (ECRI) | M3001A | M3001A | Philips Healthcare (ECRI) | DE5630FWB1 | Active | SHARON
SH01156 | Monitor, Patient Transport | Monitors, Patient Transport (ECRI) | GE Healthcare (ECRI) | DASH 5000 | DASH 5000 | GE Healthcare (ECRI) | SBG07077677GR | Active | SHARON
SH01157 | Monitor, Patient Transport | Monitors, Patient Transport (ECRI) | GE Healthcare (ECRI) | DASH 5000 | DASH 5000 | GE Healthcare (ECRI) | SD008035672GR | Active | SHARON
SH01158 | Monitor, Patient Transport | Monitors, Patient Transport (ECRI) | GE Healthcare (ECRI) | DASH 5000 | DASH 5000 | GE Healthcare (ECRI) | SBG07077672GR | Active | SHARON
SH01159 | Light, Examination | Lights, Examination (ECRI) | Sunnex Inc (ECRI) | PF-MRI | PF-MRI | Sunnex Inc (ECRI) | 8-0283 | Active | SHARON
SH01160 | Mixer, Laboratory | Mixers, Laboratory (ECRI) | Thermo Fisher Scientific(ECRI) | 260100F | Nutating Mixer | Thermo Fisher Scientific(ECRI) | 0820-03465 | Active | SHARON
SH01161 | Refrigerator | Refrigerators (ECRI) | Kelvinator | 5200 | 5200 | Kelvinator | 0419 | Active | SHARON
SH01162 | Microscope, Laboratory | Microscopes, Laboratory (ECRI) | Olympus America Inc (ECRI) | BX40F | BX40F-3 | Olympus America Inc (ECRI) | 5K00875 | Active | SHARON
SH01165 | Timer | Timers (ECRI) | GraLab Div DimcoGray (ECRI) | 171 | 171 | GraLab Div DimcoGray (ECRI) | 0336 | Active | SHARON
SH01168 | Slide Stainer, Hematology | Slide Stainers, Hematology (ECRI) | Siemens Healthcare (ECRI) | Hematek 3000 | Hematek 3000 | Siemens Healthcare (ECRI) | 235669 | Active | SHARON
SH01169 | Mixer, Laboratory | Mixers, Laboratory (ECRI) | Abbott Laboratories Inc (ECRI) | AB1A3201 | Vortex | Abbott Laboratories Inc (ECRI) | 7747 | Active | SHARON
SH01170 | Uninterruptible Power Supply | Power Systems, Uninterruptible (ECRI) | AMETEK Powervar (ECRI) | 50080-94R | 50080-94R | AMETEK Powervar (ECRI) | 5008094R-2020343 | Active | SHARON
SH01171 | Touch Panel Monitor | Monitors, Video (ECRI) | Sysmex Corp (ECRI) | TM104-SYX01 | TM104-SYX01 | Sysmex Corp (ECRI) | 21416 | Active | SHARON
SH01172 | Analyzer, Hematology | Analyzers, Laboratory, Hematology, Coagulation (ECRI) | Sysmex Corp (ECRI) | XN-550 | XN-550 | Sysmex Corp (ECRI) | 19771 | Active | SHARON
SH01173 | Uninterruptible Power Supply | Power Systems, Uninterruptible (ECRI) | AMETEK Powervar (ECRI) | 50080-94R | 50080-94R | AMETEK Powervar (ECRI) | 5008094R-2020335 | Active | SHARON
SH01174 | Analyzer, Hematology | Analyzers, Laboratory, Hematology, Coagulation (ECRI) | Sysmex Corp (ECRI) | XN-450 | XN-450 | Sysmex Corp (ECRI) | 12145 | Active | SHARON
SH01178 | Microscope, Laboratory | Microscopes, Laboratory (ECRI) | Olympus America Inc (ECRI) | BH-2 | BH-2 | Olympus America Inc (ECRI) | 7G03033 | Active | SHARON
SH01179 | Centrifuge, Tabletop | Centrifuges, Tabletop (ECRI) | Drucker Diagnostics (ECRI) | 642E Quest | Horizon 642E Quest | Drucker Diagnostics (ECRI) | 521009-150 | Active | SHARON
SH01181 | Battery/Dock Charger | Battery/Dock Chargers (ECRI) | Abbott Laboratories Inc (ECRI) | DRC-300 | DRC-300 | Abbott Laboratories Inc (ECRI) | DRC-125664 | Active | SHARON
SH01183 | Timer | Timers (ECRI) | GraLab Div DimcoGray (ECRI) | 171 | 171 | GraLab Div DimcoGray (ECRI) | CTRL-361560453 | Active | SHARON
SH01184 | Microscope, Laboratory | Microscopes, Laboratory (ECRI) | Olympus America Inc (ECRI) | BX43F | BX43F | Olympus America Inc (ECRI) | 4B43768 | Active | SHARON
SH01185 | Microscope, Laboratory | Microscopes, Laboratory (ECRI) | Olympus America Inc (ECRI) | BX43F | BX43F | Olympus America Inc (ECRI) | 6B44140 | Active | SHARON
SH01186 | Laboratory Hood | Hoods, Lab (ECRI) | AirClean Systems Inc (ECRI) | AC2000 | AC2000 | AirClean Systems Inc (ECRI) | CTRL0420 | Active | SHARON
SH01187 | Timer, Darkroom | Timers, Darkroom (ECRI) | GraLab Div DimcoGray (ECRI) | 300 | 300 | GraLab Div DimcoGray (ECRI) | Not Available | Active | SHARON
SH01188 | Analyzer, Laboratory | Analyzers, Laboratory, Immunoassay, Chemiluminescent (ECRI) | Roche Diagnostics Corp (ECRI) | cobas e 601 | cobas e 601 | Roche Diagnostics Corp (ECRI) | 2008-15 | Active | SHARON
SH01189 | Analyzer, Laboratory | Analyzers, Laboratory, Clinical Chemistry, Automated, Discrete (ECRI) | Roche Diagnostics Corp (ECRI) | cobas c 501 | cobas c 501 | Roche Diagnostics Corp (ECRI) | 2013-02 | Active | SHARON
SH01190 | Analyzer, Laboratory | Analyzers, Laboratory, Clinical Chemistry/Immunoassay (ECRI) | Roche Diagnostics Corp (ECRI) | cobas 6000 | cobas 6000 | Roche Diagnostics Corp (ECRI) | 2079-10 | Active | SHARON
SH01191 | Uninterruptible Power Supply | Power Systems, Uninterruptible (ECRI) | AMETEK Powervar (ECRI) | ABCDEF5202-22 | ABCDEF5202-22 | AMETEK Powervar (ECRI) | 4205251R-2110012 | Active | SHARON
SH01192 | Analyzer, Laboratory | Analyzers, Laboratory, Immunoassay, Chemiluminescent (ECRI) | Roche Diagnostics Corp (ECRI) | cobas e 601 | cobas e 601 | Roche Diagnostics Corp (ECRI) | 2008-12 | Active | SHARON
SH01193 | Analyzer, Laboratory | Analyzers, Laboratory, Clinical Chemistry, Automated, Discrete (ECRI) | Roche Diagnostics Corp (ECRI) | cobas c 501 | cobas c 501 | Roche Diagnostics Corp (ECRI) | 2013-01 | Active | SHARON
SH01194 | Analyzer, Laboratory | Analyzers, Laboratory, Clinical Chemistry/Immunoassay (ECRI) | Roche Diagnostics Corp (ECRI) | cobas 6000 | cobas 6000 | Roche Diagnostics Corp (ECRI) | Not Available | Active | SHARON
SH01195 | Uninterruptible Power Supply | Power Systems, Uninterruptible (ECRI) | AMETEK Powervar (ECRI) | ABCDEF5202-22 | ABCDEF5202-22 | AMETEK Powervar (ECRI) | 4205251R-2110003 | Active | SHARON
SH01196 | Analyzer, Laboratory, Urine | Analyzers, Laboratory, Urine (ECRI) | Roche Diagnostics Corp (ECRI) | cobas u 411 | cobas u 411 | Roche Diagnostics Corp (ECRI) | 9355 | Active | SHARON
SH01197 | Refrigerator, Laboratory | Refrigerators, Laboratory (ECRI) | True Mfg Co Inc (ECRI) | TS-23F | TS-23F | True Mfg Co Inc (ECRI) | 1-4186971 | Active | SHARON
SH01198 | Refrigerator | Refrigerators (ECRI) | True Mfg Co Inc (ECRI) | GDM-33 | GDM-33 | True Mfg Co Inc (ECRI) | 1-4064200 | Active | SHARON
SH01200 | Centrifuge, Tabletop | Centrifuges, Tabletop (ECRI) | Drucker Diagnostics (ECRI) | 642E Quest | Horizon 642E Quest | Drucker Diagnostics (ECRI) | 210613GP095 | Active | SHARON
SH01201 | Incubator, Aerobic | Incubators, Laboratory, Aerobic (ECRI) | Thermo Fisher Scientific(ECRI) | IMC 18 | Heratherm Compact | Thermo Fisher Scientific(ECRI) | IMC40481515 | Active | SHARON
SH01202 | Osmometer | Osmometers (ECRI) | Precision Medical Inc (ECRI) | 5004 | Micro Osmometer | Precision Medical Inc (ECRI) | NN08040 | Active | SHARON
SH01203 | Scanner, Bar-Code | Scanners, Bar-Code (ECRI) | Welch Allyn Inc (ECRI) | Not Available | Not Available | Welch Allyn Inc (ECRI) | Not Available | Active | SHARON
SH01204 | Analyzers, POC, O2 | Analyzers, Point-of-Care, Whole Blood, Gas/pH/Electrolyte/Metabolite (ECRI) | Werfen US (ECRI) | GEM Premier 5000 | GEM Premier 5000 | Instrumentation Laboratory | 19103528 | Active | SHARON
SH01205 | Uninterruptible Power Supply | Power Systems, Uninterruptible (ECRI) | Tripp Lite (ECRI) | SMART1200XLHG | SMART1200XLHG | Tripp Lite (ECRI) | AGSM1200PSR3HG | Active | SHARON
SH01206 | Scanner, Bar-Code | Scanners, Bar-Code (ECRI) | Welch Allyn Inc (ECRI) | Not Available | Not Available | Welch Allyn Inc (ECRI) | Not Available | Active | SHARON
SH01207 | Centrifuges, Tabletop | Centrifuges, Tabletop (ECRI) | Shandon Inc (ECRI) | Cytospin 3 | Cytospin 3 | Shandon Inc (ECRI) | MA203507R | Active | SHARON
SH01208 | Analyzers, POC, O2 | Analyzers, Point-of-Care, Whole Blood, Gas/pH/Electrolyte/Metabolite (ECRI) | Werfen US (ECRI) | GEM Premier 5000 | GEM Premier 5000 | Instrumentation Laboratory | 19103531 | Active | SHARON
SH01209 | Table, Examination/Treatment | Tables, Examination/Treatment (ECRI) | Armedica Mfg Corp (ECRI) | AM-SX1000 | AM-SX1000 | Armedica Mfg Corp (ECRI) | 42929 | Active | SHARON
SH01210 | Foot Switch | Footswitches (ECRI) | Ewellix USA | NOT AVAILABLE | NOT AVAILABLE | Ewellix USA | Not Available | Active | SHARON
SH01211 | Monitors, Vital Signs | Monitors, Vital Signs (ECRI) | GE Healthcare (ECRI) | V100 | Carescape | GE Healthcare (ECRI) | SH6124504165A | Active | SHARON
SH01212 | Table, Examination/Treatment | Tables, Examination/Treatment (ECRI) | Armedica Mfg Corp (ECRI) | AM-SX1000 | AM-SX1000 | Armedica Mfg Corp (ECRI) | 42928 | Active | SHARON
SH01213 | Foot Switch | Footswitches (ECRI) | Ewellix USA | NOT AVAILABLE | NOT AVAILABLE | Ewellix USA | Not Available | Active | SHARON
SH01214 | Table, Examination/Treatment | Tables, Examination/Treatment (ECRI) | Armedica Mfg Corp (ECRI) | AM-340 | AM-340 | Armedica Mfg Corp (ECRI) | 19150 | Active | SHARON
SH01215 | Scale, Floor | Scales, Floor (ECRI) | Pelstar (Health-O-Meter)(ECRI) | 597KL | 597KL | Pelstar (Health-O-Meter)(ECRI) | 5970007863 | Active | SHARON
SH01216 | Defibrillator | Defibrillators (ECRI) | Physio-Control Inc (ECRI) | LIFEPAK 20e | LIFEPAK 20e | Physio-Control Inc (ECRI) | 43099478 | Active | SHARON
SH01217 | Module, Carbon Dioxide | Modules, Carbon Dioxide (ECRI) | Physio-Control Inc (ECRI) | 11150-000019 | Code Mgmt Module | Physio-Control Inc (ECRI) | 01922099 | Active | SHARON
SH01218 | Uninterruptible Power Supply | Power Systems, Uninterruptible (ECRI) | Tripp Lite (ECRI) | Not Available | Not Available | Tripp Lite (ECRI) | Not Available | Active | SHARON
SH01219 | Exerciser, Bicycle | Exercisers, Bicycle (ECRI) | MED-FIT SYSTEMS INC. | U10-SILVER | U10-SILVER | MED-FIT SYSTEMS INC. | U16E-3010413 | Active | SHARON
SH01220 | Exerciser, Upper Body | Exercisers, Upper Body (ECRI) | Biodex Medical Systems (ECRI) | 945-130 | 945-130 | Biodex Medical Systems (ECRI) | U00071513 | Active | SHARON
SH01221 | Exerciser, Stair/Stepper | Exercisers, Stair/Stepper (ECRI) | NuStep LLC (ECRI) | TRS 4000 | TRS 4000 | NuStep LLC (ECRI) | 422866 | Active | SHARON
SH01222 | Exerciser | Exercisers (ECRI) | Nautilus Health Inc (ECRI) | F3CC | F3CC | Nautilus Health Inc (ECRI) | F3CC12125661 | Active | SHARON
SH01223 | Ultrasound Therapy System | Ultrasound Therapy Systems, Physical Therapy (ECRI) | Chattanoga, DJO LLC (ECRI) | 2760 | Intelect LegendXT | Chattanoga, DJO LLC (ECRI) | T9452 | Active | SHARON
SH01224 | Probe, Ultrasound | Probes, Ultrasound (ECRI) | Chattanoga, DJO LLC (ECRI) | Not Available | Not Available | Chattanoga, DJO LLC (ECRI) | Not Available | Active | SHARON
SH01225 | Monitors, Vital Signs | Monitors, Vital Signs (ECRI) | GE Healthcare (ECRI) | V100 | Carescape | GE Healthcare (ECRI) | SH612450433SA | Active | SHARON
SH01226 | Chair, Examination/Treatment | Chairs, Examination/Treatment (ECRI) | Midmark Corp (ECRI) | 230-003 | 230-003 | Midmark Corp (ECRI) | V1077501 | Active | SHARON
SH01227 | Cast Cutters, Electric | Cast Cutters, Electric (ECRI) | BSN MEDICAL INC (ECRI) | DELTA CAST SAW | DELTA CAST SAW | BSN MEDICAL INC (ECRI) | 1320 | Active | SHARON
SH01228 | Stretcher | Stretchers (ECRI) | Hillrom Co Inc (ECRI) | P8000 | P8000 | Hillrom Co Inc (ECRI) | U211AQ2792 | Active | SHARON
SH01229 | Exerciser, Bicycle, Upright | Exercisers, Bicycle, Upright (ECRI) | SCIFIT (ECRI) | ISO7000R | ISO7000R | SCIFIT (ECRI) | 573-001005 | Active | SHARON
SH01230 | Ultrasound Therapy System | Ultrasound Therapy Systems, Physical Therapy (ECRI) | Chattanoga, DJO LLC (ECRI) | 2760 | Intelect LegendXT | Chattanoga, DJO LLC (ECRI) | T6326 | Active | SHARON
SH01231 | Probe, Ultrasound | Probes, Ultrasound (ECRI) | Chattanoga, DJO LLC (ECRI) | Not Available | Not Available | Chattanoga, DJO LLC (ECRI) | Not Available | Active | SHARON
SH01232 | Table, Examination/Treatment | Tables, Examination/Treatment (ECRI) | Armedica Mfg Corp (ECRI) | AM-SX1000 | AM-SX1000 | Armedica Mfg Corp (ECRI) | 32295 | Active | SHARON
SH01233 | Exerciser, Elliptical | Exercisers, Elliptical (ECRI) | CYBEX International Inc (ECRI) | CRATLS | CRATLS | CYBEX International Inc (ECRI) | 2BA100435 | Active | SHARON
SH01234 | Exerciser, Treadmill | Exercisers, Treadmills (ECRI) | SportsArt Fitness (ECRI) | T652M | T652M | SportsArt Fitness (ECRI) | 2000068_1 | Active | SHARON
SH01235 | Cold Pack Chilling Unit | Cold Pack Chilling Units (ECRI) | Chattanoga, DJO LLC (ECRI) | C-5 | ColPac C-5 | Chattanoga, DJO LLC (ECRI) | T1785 | Active | SHARON
SH01236 | Hydrocollator | Moist Heat Therapy Pack Conditioners (ECRI) | Richmar (ECRI) | HT-R12-DW | HydraTherm Deluxe | Compass Health Brands (ECRI) | SP23418021 | Active | SHARON
SH01237 | Foot Switch | Footswitches (ECRI) | Ewellix USA | NOT AVAILABLE | NOT AVAILABLE | Ewellix USA | Not Available | Active | SHARON
SH01238 | Table, Examination/Treatment | Tables, Examination/Treatment (ECRI) | Armedica Mfg Corp (ECRI) | AM-SX1000 | AM-SX1000 | Armedica Mfg Corp (ECRI) | 36210 | Active | SHARON
SH01239 | Foot Switch | Footswitches (ECRI) | Ewellix USA | NOT AVAILABLE | NOT AVAILABLE | Ewellix USA | Not Available | Active | SHARON
SH01240 | Table, Examination/Treatment | Tables, Examination/Treatment (ECRI) | Armedica Mfg Corp (ECRI) | AM-SX1000 | AM-SX1000 | Armedica Mfg Corp (ECRI) | 23212 | Active | SHARON
SH01241 | Foot Switch | Footswitches (ECRI) | Ewellix USA | NOT AVAILABLE | NOT AVAILABLE | Ewellix USA | Not Available | Active | SHARON
SH01242 | Monitors, Vital Signs | Monitors, Vital Signs (ECRI) | GE Healthcare (ECRI) | V100 | Carescape | GE Healthcare (ECRI) | SH612460371SA | Active | SHARON
SH01243 | Table, Examination/Treatment | Tables, Examination/Treatment (ECRI) | Armedica Mfg Corp (ECRI) | AM-SX1000 | AM-SX1000 | Armedica Mfg Corp (ECRI) | 23211 | Active | SHARON
SH01244 | Foot Switch | Footswitches (ECRI) | Ewellix USA | NOT AVAILABLE | NOT AVAILABLE | Ewellix USA | Not Available | Active | SHARON
SH01245 | Table, Examination/Treatment | Tables, Examination/Treatment (ECRI) | Armedica Mfg Corp (ECRI) | AM-SX1000 | AM-SX1000 | Armedica Mfg Corp (ECRI) | 35790 | Active | SHARON
SH01246 | Foot Switch | Footswitches (ECRI) | Ewellix USA | NOT AVAILABLE | NOT AVAILABLE | Ewellix USA | Not Available | Active | SHARON
SH01247 | Footswitche | Footswitches (ECRI) | MAGNETIC CO. | NOT AVAILABLE | NOT AVAILABLE | MAGNETIC CO. | Not Available | Active | SHARON
SH01248 | Table, Examination/Treatment | Tables, Examination/Treatment (ECRI) | Midmark Corp (ECRI) | 223-016 | 223-016 | Midmark Corp (ECRI) | V1678732 | Active | SHARON
SH01249 | Monitors, Vital Signs | Monitors, Vital Signs (ECRI) | GE Healthcare (ECRI) | V100 | Carescape | GE Healthcare (ECRI) | SDT09410366SP | Active | SHARON
SH01251 | Thermometers, Electronic | Thermometers, Electronic, Infrared (ECRI) | Berrcom Medical Co (ECRI) | JXB-178 | JXB-178 | Berrcom Medical Co (ECRI) | C08200376814 | Active | SHARON
SH01252 | Regulator, Suction | Regulators, Suction (ECRI) | Allied Healthcare Inc (ECRI) | 22-15-1106 | Vacutron | Allied Healthcare Inc (ECRI) | Not Available | Active | SHARON
SH01253 | Monitor, Patient Transport | Monitors, Patient Transport (ECRI) | GE Healthcare (ECRI) | DASH 4000 | DASH 4000 | GE Healthcare (ECRI) | SBG05515257GA | Active | SHARON
SH01264 | RFID Tag Reader | Readers, Radiofrequency Identification Tags (ECRI) | Lantheus Medical Imaging (ECRI | VMIX2 | VialMix RFID | Lantheus Medical Imaging (ECRI | 2227300360 | Active | SHARON
SH01265 | Flowmeter, Oxygen | Flowmeters, Oxygen (ECRI) | Timeter Instrument Corp (ECRI) | TLO-15 | TLO-15 | Timeter Instrument Corp (ECRI) | Not Available | Active | SHARON
SH01266 | Regulator, Suction | Regulators, Suction (ECRI) | Allied Healthcare Inc (ECRI) | 22-15-1106 | Vacutron | Allied Healthcare Inc (ECRI) | Not Available | Active | SHARON
SH01267 | Chair, Radiography | Chairs, Radiography/Fluoroscopy (ECRI) | Graham Field Health (ECRI) | VIC429ST | VIC429ST | Graham Field Health (ECRI) | 19DK0326 | Active | SHARON
SH01268 | Colon Insufflator | Insufflators (ECRI) | E-Z-EM | PROTOCO2L | PROTOCO2L | E-Z-EM | 6400-16551 | Active | SHARON
SH01269 | Flowmeter, Oxygen | Flowmeters, Oxygen (ECRI) | Timeter Instrument Corp (ECRI) | ULO-15 | ULO-15 | Timeter Instrument Corp (ECRI) | Not Available | Active | SHARON
SH01270 | Warmer, Gel | Warmers, Gel (ECRI) | Parker Laboratories Inc (ECRI) | 83-03 | Thermasonic | Parker Laboratories Inc (ECRI) | 010506BF11 | Active | SHARON
SH01272 | Vacuum Regulator | Regulators, Suction (ECRI) | GE Datex-Ohmeda Inc (ECRI) | N/A | N/A | GE Datex-Ohmeda Inc (ECRI) | GFHA25156 | Active | SHARON
SH01273 | Flowmeter, Oxygen | Flowmeters, Oxygen (ECRI) | GE Datex-Ohmeda Inc (ECRI) | Not Available | Not Available | GE Datex-Ohmeda Inc (ECRI) | 022945 | Active | SHARON
SH01274 | Stretcher | Stretchers, Mobile, Hospital (ECRI) | Stryker Medical (ECRI) | 1061 | Gynnie | Stryker Medical (ECRI) | 0704096700 | Active | SHARON
SH01275 | GS Integrated Wall System | Ophthalmoscope/Otoscope/Vital Signs Measuring Systems (ECRI) | Welch Allyn Inc (ECRI) | 767 Series | 767 Series | Welch Allyn Inc (ECRI) | NSN360810269 | Active | SHARON
SH01276 | Light, Examination | Lights, Examination (ECRI) | Welch Allyn Inc (ECRI) | 48740 | Exam Light III | Welch Allyn Inc (ECRI) | Not Available | Active | SHARON
SH01277 | Table, Examination/Treatment | Tables, Examination/Treatment, Adjustable (ECRI) | Midmark Corp (ECRI) | 204-002 | 204-002 | Midmark Corp (ECRI) | V323010 | Active | SHARON
SH01278 | Magnifier, Operating | Magnifiers, Operating (ECRI) | Luxo Corp | Not Available | Not Available | Luxo Corp | Not Available | Active | SHARON
SH01279 | Regulator, Suction | Regulators, Suction (ECRI) | GE Datex-Ohmeda Inc (ECRI) | 6-1224 | 6-1224 | GE Datex-Ohmeda Inc (ECRI) | GFHL03630 | Active | SHARON
SH01280 | Monitor, Patient Transport | Monitors, Patient Transport (ECRI) | GE Healthcare (ECRI) | DASH 2000 | DASH 2000 | GE Healthcare (ECRI) | F2DR5043N | Active | SHARON
SH01281 | Regulators, Suction | Regulators, Suction (ECRI) | Allied Healthcare Inc (ECRI) | 22-15-1106 | VACUTRON | Allied Healthcare Inc (ECRI) | Not Available | Active | SHARON
SH01282 | Printer | Printers (ECRI) | Canon Medical Sys Inc (ECRI) | TS5120 | TS5120 | Canon Medical Sys Inc (ECRI) | KLBC440008 | Active | SHARON
SH01283 | Vascular Doppler | Plethysmographs, Lower/Upper Limb, Segmental (ECRI) | Parks Medical (ECRI) | FLO-LAB 2100-SX2 | FLO-LAB 2100-SX2 | Parks Medical (ECRI) | 2100-000004104 | Active | SHARON
SH01284 | Flowmeter, Oxygen | Flowmeters, Oxygen (ECRI) | GE Datex-Ohmeda Inc (ECRI) | Not Available | Not Available | GE Datex-Ohmeda Inc (ECRI) | F24422 | Active | SHARON
SH01285 | Stretcher | Stretchers, Mobile, Hospital (ECRI) | Stryker Medical (ECRI) | 1061 | Gynnie | Stryker Medical (ECRI) | 1203034367 | Active | SHARON
SH01286 | Regulator, Suction | Regulators, Suction (ECRI) | Allied Healthcare Inc (ECRI) | Regu-Gage | Regu-Gage | CHEMETRON | Not Available | Active | SHARON
SH01287 | Flowmeter, Oxygen | Flowmeters, Oxygen (ECRI) | Not Available | Not Available | Not Available | Not Available | FME0201-894 | Active | SHARON
SH01288 | Infusion Pump | Infusion Pumps (ECRI) | Baxter Healthcare Corp (ECRI) | 3570009 | Spectrum IQ | Baxter Healthcare Corp (ECRI) | 3591740 | Active | SHARON
SH01289 | Infusion Pump | Infusion Pumps (ECRI) | Baxter Healthcare Corp (ECRI) | 3570009 | Spectrum IQ | Baxter Healthcare Corp (ECRI) | 3616029 | Active | SHARON
SH01290 | Infusion Pump | Infusion Pumps (ECRI) | Baxter Healthcare Corp (ECRI) | 3570009 | Spectrum IQ | Baxter Healthcare Corp (ECRI) | 3600699 | Active | SHARON
SH01291 | Scale, Floor | Scales, Floor (ECRI) | Detecto Scale Co (ECRI) | 758C | 758C | Detecto Scale Co (ECRI) | E03406-0095 | Active | SHARON
SH01294 | Thermometer, Electronic | Thermometers, Electronic (ECRI) | Welch Allyn Inc (ECRI) | 690 | SureTemp Plus | Welch Allyn Inc (ECRI) | 09423218 | Active | SHARON
SH01295 | GS Integrated Wall System | Ophthalmoscope/Otoscope/Vital Signs Measuring Systems (ECRI) | Welch Allyn Inc (ECRI) | 767 Series | 767 Series | Welch Allyn Inc (ECRI) | 11051117654 | Active | SHARON
SH01296 | Table, Examination/Treatment | Tables, Examination/Treatment (ECRI) | Midmark Corp (ECRI) | 204-001 | 204-001 | Midmark Corp (ECRI) | V534268 | Active | SHARON
SH01297 | Battery/Dock Chargers | Battery/Dock Chargers (ECRI) | Welch Allyn Inc (ECRI) | 7114x | Universal Charger | Welch Allyn Inc (ECRI) | Not Available | Active | SHARON
SH01298 | Thermometer, Electronic | Thermometers, Electronic (ECRI) | Welch Allyn Inc (ECRI) | 690 | SureTemp Plus | Welch Allyn Inc (ECRI) | 10200513 | Active | SHARON
SH01299 | GS Integrated Wall System | Ophthalmoscope/Otoscope/Vital Signs Measuring Systems (ECRI) | Welch Allyn Inc (ECRI) | 767 Series | 767 Series | Welch Allyn Inc (ECRI) | NSN361815127 | Active | SHARON
SH01300 | Infusion Pump | Infusion Pumps (ECRI) | Baxter Healthcare Corp (ECRI) | 3570009 | Spectrum IQ | Baxter Healthcare Corp (ECRI) | 3619080 | Active | SHARON
SH01301 | Infusion Pump | Infusion Pumps (ECRI) | Baxter Healthcare Corp (ECRI) | 3570009 | Spectrum IQ | Baxter Healthcare Corp (ECRI) | 3602869 | Active | SHARON
SH01302 | Infusion Pump | Infusion Pumps (ECRI) | Baxter Healthcare Corp (ECRI) | 3570009 | Spectrum IQ | Baxter Healthcare Corp (ECRI) | 3630815 | Active | SHARON
SH01303 | Infusion Pump | Infusion Pumps (ECRI) | Baxter Healthcare Corp (ECRI) | 3570009 | Spectrum IQ | Baxter Healthcare Corp (ECRI) | 3620313 | Active | SHARON
SH01304 | Infusion Pump | Infusion Pumps (ECRI) | Baxter Healthcare Corp (ECRI) | 3570009 | Spectrum IQ | Baxter Healthcare Corp (ECRI) | 3631112 | Active | SHARON
SH01305 | Infusion Pump | Infusion Pumps (ECRI) | Baxter Healthcare Corp (ECRI) | 3570009 | Spectrum IQ | Baxter Healthcare Corp (ECRI) | 3620094 | Active | SHARON
SH01306 | Infusion Pump | Infusion Pumps (ECRI) | Baxter Healthcare Corp (ECRI) | 3570009 | Spectrum IQ | Baxter Healthcare Corp (ECRI) | 3620033 | Active | SHARON
SH01309 | Probes, Bladder Scan | Probes, Bladder Scan (ECRI) | Verathon Inc (ECRI) | 0570-0351 | 0570-0351 | Verathon Inc (ECRI) | PX309074 | Active | SHARON
SH01311 | Positive Airway Pressure Unit | Positive Airway Pressure Units, Continuous (ECRI) | Philips Respironics Inc (ECRI) | REMstar Auto | System One | Philips Respironics Inc (ECRI) | P1198155265DC | Active | SHARON
SH01312 | Scanning System, Bladder | Scanning Systems, Bladder (ECRI) | Verathon Inc (ECRI) | i10 (0570-0412) | BladderScan i10 | Verathon Inc (ECRI) | CT240763 | Active | SHARON
SH01313 | Probes, Bladder Scan | Probes, Bladder Scan (ECRI) | Verathon Inc (ECRI) | 0570-0413 | 0570-0413 | Verathon Inc (ECRI) | PTO14616 | Active | SHARON
SH01314 | Defibrillator | Defibrillators (ECRI) | Physio-Control Inc (ECRI) | LIFEPAK 20e | LIFEPAK 20e | Physio-Control Inc (ECRI) | 40178967 | Active | SHARON
SH01315 | Bair Hugger Temp Tester | Test, Equipment (ECRI) | 3M Health Care (ECRI) | 22110 | 22110 | 3M Health Care (ECRI) | 07705 | Active | SHARON
SH01316 | Monitor, Patient Transport | Monitors, Patient Transport (ECRI) | GE Healthcare (ECRI) | DASH 4000 | DASH 4000 | GE Healthcare (ECRI) | AAB04180289GA | Active | SHARON
SH01317 | Monitor, Patient Transport | Monitors, Patient Transport (ECRI) | GE Healthcare (ECRI) | DASH 4000 | DASH 4000 | GE Healthcare (ECRI) | AAB4220970GA | Active | SHARON
SH01318 | Magnifier, Operating | Magnifiers, Operating (ECRI) | Aven Inc (ECRI) | 26501-XL58 | 26501-XL58 | Aven Inc (ECRI) | Not Available | Active | SHARON
SH01319 | Temperature Meter | Test, Equipment (ECRI) | Extech Instruments Corp (ECRI) | EasyView10 | EasyView10 | Extech Instruments Corp (ECRI) | 221105259 | Active | SHARON
SH01321 | Battery/Dock Chargers | Battery/Dock Chargers (ECRI) | Welch Allyn Inc (ECRI) | 7114x | Universal Charger | Welch Allyn Inc (ECRI) | NSN402455234 | Active | SHARON
SH01322 | Centrifuge, Tabletop | Centrifuges, Tabletop (ECRI) | Drucker Diagnostics (ECRI) | 642E Quest | Horizon 642E Quest | Drucker Diagnostics (ECRI) | 180613DH750 | Active | SHARON
SH01323 | Scale, Floor | Scales, Floor (ECRI) | Henry Schein Inc (ECRI) | 1127155 | 1127155 | Henry Schein Inc (ECRI) | HS-DBSW00236 | Active | SHARON
SH01324 | Probes, Bladder Scan | Probes, Bladder Scan (ECRI) | Verathon Inc (ECRI) | 0570-0351 | 0570-0351 | Verathon Inc (ECRI) | PX309075 | Active | SHARON
SH01325 | Scanning System, Bladder | Scanning Systems, Bladder (ECRI) | Verathon Inc (ECRI) | BVI 9400 | BVI 9400 | Verathon Inc (ECRI) | 00001101 | Active | SHARON
SH01327 | Electrical Safety Analyzer | Test, Equipment (ECRI) | Fluke Biomedical (ECRI) | ESA609 | ESA609 | Fluke Biomedical (ECRI) | 3897018 | Active | SHARON
SH01328 | Electrical Multimeter | Test, Equipment (ECRI) | Fluke Biomedical (ECRI) | 87-V | 87-V True RMS | Fluke Biomedical (ECRI) | 38850538 | Active | SHARON
SH01330 | Digital Oscilloscope | Test, Equipment (ECRI) | Tektronix Inc (ECRI) | TBS2072B | TBS2072B | Tektronix Inc (ECRI) | Not Available | Active | SHARON
SH01333 | Telemetric, Physiologic | Monitors, Telemetric, Physiologic (ECRI) | GE Healthcare (ECRI) | ApexPro CH | ApexPro CH | GE Healthcare (ECRI) | RTS07141565GR | Active | SHARON
SH01335 | Single Chamber Pacemaker | Pacemakers, External (ECRI) | Medtronic Inc (ECRI) | 5348 | 5348 | Medtronic Inc (ECRI) | PEP101245R | Active | SHARON
SH01337 | Programmer, Pacemaker | Programmers, Pacemaker (ECRI) | Medtronic Inc (ECRI) | 24967 | CareLink SmartSync | Medtronic Inc (ECRI) | RFA004584A | Active | SHARON
SH01338 | Suction Unit | Suction Units (ECRI) | SSCOR Inc (ECRI) | 2315 | 2315 | SSCOR Inc (ECRI) | M33500 | Active | SHARON
SH01339 | Battery/Dock Charger | Battery/Dock Chargers (ECRI) | Masimo Corp (ECRI) | RDS-3 | RDS-3 | Masimo Corp (ECRI) | 226365 | Active | SHARON
SH01340 | Oximeter, Pulse | Oximeters, Pulse (ECRI) | Masimo Corp (ECRI) | Radical 7 | Radical 7 | Masimo Corp (ECRI) | 1000040226 | Active | SHARON
SH01341 | Sphygmomanometer | Sphygmomanometers (ECRI) | Medline Industries Inc (ECRI) | Not Available | Not Available | Medline Industries Inc (ECRI) | Not Available | Active | SHARON
SH01342 | Flowmeter, Oxygen | Flowmeters, Oxygen (ECRI) | Not Available | Not Available | Not Available | Not Available | Not Available | Active | SHARON
SH01343 | Flowmeter, Oxygen | Flowmeters, Oxygen (ECRI) | Not Available | Not Available | Not Available | Not Available | Not Available | Active | SHARON
SH01344 | Sphygmomanometer | Sphygmomanometers (ECRI) | Medline Industries Inc (ECRI) | Not Available | Not Available | Medline Industries Inc (ECRI) | Not Available | Active | SHARON
SH01345 | Flowmeter, Oxygen | Flowmeters, Oxygen (ECRI) | GE Datex-Ohmeda Inc (ECRI) | Not Available | Not Available | GE Datex-Ohmeda Inc (ECRI) | L06759 | Active | SHARON
SH01346 | Flowmeters, Medical Air | Flowmeters, Medical Air (ECRI) | GE Datex-Ohmeda Inc (ECRI) | Not Available | Not Available | GE Datex-Ohmeda Inc (ECRI) | L01423 | Active | SHARON
SH01347 | Flowmeter, Oxygen | Flowmeters, Oxygen (ECRI) | Amvex (ECRI) | Not Available | Not Available | Amvex (ECRI) | T15UOZ49947 | Active | SHARON
SH01348 | Monitor, Patient Transport | Monitors, Patient Transport (ECRI) | GE Healthcare (ECRI) | DASH 3000 | DASH 3000 | GE Healthcare (ECRI) | SD007346050GR | Active | SHARON
SH01349 | Flowmeter, Oxygen | Flowmeters, Oxygen (ECRI) | Timeter Instrument Corp (ECRI) | ULO-15 | ULO-15 | Timeter Instrument Corp (ECRI) | Not Available | Active | SHARON
SH01350 | Flowmeter Oxygen | Flowmeters, Oxygen (ECRI) | Timeter Instrument Corp (ECRI) | Not Available | Not Available | Timeter Instrument Corp (ECRI) | Not Available | Active | SHARON
SH01351 | Regulators, Suction | Regulators, Suction (ECRI) | GE Datex-Ohmeda Inc (ECRI) | Not Available | Not Available | GE Datex-Ohmeda Inc (ECRI) | GFHY09212 | Active | SHARON
SH01352 | Sphygmomanometers | Sphygmomanometers (ECRI) | Medline Industries Inc (ECRI) | Not Available | Not Available | Medline Industries Inc (ECRI) | Not Available | Active | SHARON
SH01353 | Bed, Electric | Beds, Electric (ECRI) | Hillrom Co Inc (ECRI) | P3200 | VersaCare | Hillrom Co Inc (ECRI) | K357AD0151 | Active | SHARON
SH01354 | Bed, Electric | Beds, Electric (ECRI) | Hillrom Co Inc (ECRI) | P3200 | VersaCare | Hillrom Co Inc (ECRI) | Q198AD2560 | Active | SHARON
SH01355 | Bed, Electric | Beds, Electric (ECRI) | Hillrom Co Inc (ECRI) | P3200 | VersaCare | Hillrom Co Inc (ECRI) | Q198AD2535 | Active | SHARON
SH01356 | Sphygmomanometers | Sphygmomanometers (ECRI) | Medline Industries Inc (ECRI) | Not Available | Not Available | Medline Industries Inc (ECRI) | Not Available | Active | SHARON
SH01357 | Flowmeter, Oxygen | Flowmeters, Oxygen (ECRI) | Timeter Instrument Corp (ECRI) | TLO-15 | TLO-15 | Timeter Instrument Corp (ECRI) | Not Available | Active | SHARON
SH01358 | Flowmeter, Oxygen | Flowmeters, Oxygen (ECRI) | Timeter Instrument Corp (ECRI) | TLO-15 | TLO-15 | Timeter Instrument Corp (ECRI) | 10531677 | Active | SHARON
SH01359 | Bed, Electric | Beds, Electric (ECRI) | Hillrom Co Inc (ECRI) | P3200 | VersaCare | Hillrom Co Inc (ECRI) | Q189AD2071 | Active | SHARON
SH01360 | Sphygmomanometers | Sphygmomanometers (ECRI) | Medline Industries Inc (ECRI) | Not Available | Not Available | Medline Industries Inc (ECRI) | Not Available | Active | SHARON
SH01361 | Bed, Electric | Beds, Electric (ECRI) | Hillrom Co Inc (ECRI) | P3200 | VersaCare | Hillrom Co Inc (ECRI) | Not Available | Active | SHARON
SH01362 | Sphygmomanometer | Sphygmomanometers (ECRI) | Welch Allyn Inc (ECRI) | Tycos | Tycos | Welch Allyn Inc (ECRI) | 9903241102 | Active | SHARON
SH01363 | Flowmeter, Oxygen | Flowmeters, Oxygen (ECRI) | Not Available | Not Available | Not Available | Not Available | Not Available | Active | SHARON
SH01365 | Flowmeter, Oxygen | Flowmeters, Oxygen (ECRI) | Not Available | Not Available | Not Available | Not Available | Not Available | Active | SHARON
SH01366 | Bed, Electric | Beds, Electric (ECRI) | Hillrom Co Inc (ECRI) | P3200 | VersaCare | Hillrom Co Inc (ECRI) | 360810211 | Active | SHARON
SH01367 | Bed, Electric | Beds, Electric (ECRI) | Hillrom Co Inc (ECRI) | P3200 | VersaCare | Hillrom Co Inc (ECRI) | 7000202R013 | Active | SHARON
SH01368 | Sphygmomanometer | Sphygmomanometers (ECRI) | Medline Industries Inc (ECRI) | MDS9400 | MDS9400 | Medline Industries Inc (ECRI) | 041361 | Active | SHARON
SH01369 | Monitor, Patient Transport | Monitors, Patient Transport (ECRI) | GE Healthcare (ECRI) | DASH 5000 | DASH 5000 | GE Healthcare (ECRI) | SHQ15123254SA | Active | SHARON
SH01370 | Flowmeter, Oxygen | Flowmeters, Oxygen (ECRI) | Not Available | Not Available | Not Available | Not Available | M193240-0600065 | Active | SHARON
SH01371 | Flowmeters, Medical Air | Flowmeters, Medical Air (ECRI) | GE Datex-Ohmeda Inc (ECRI) | Not Available | Not Available | GE Datex-Ohmeda Inc (ECRI) | L01421 | Active | SHARON
SH01372 | Flowmeter, Oxygen | Flowmeters, Oxygen (ECRI) | Amvex (ECRI) | T15UO | T15UO | Amvex (ECRI) | T15UOZ49941 | Active | SHARON
SH01374 | Flowmeter, Oxygen | Flowmeters, Oxygen (ECRI) | GE Datex-Ohmeda Inc (ECRI) | 1MFA | 1MFA | GE Datex-Ohmeda Inc (ECRI) | Not Available | Active | SHARON
SH01375 | Flowmeter, Oxygen | Flowmeters, Oxygen (ECRI) | Amvex (ECRI) | T15UO | T15UO | Amvex (ECRI) | THUOZ49943 | Active | SHARON
SH01376 | Sphygmomanometer | Sphygmomanometers (ECRI) | Medline Industries Inc (ECRI) | MDS9400 | MDS9400 | Medline Industries Inc (ECRI) | Not Available | Active | SHARON
SH01377 | Bed, Electric | Beds, Electric (ECRI) | Hillrom Co Inc (ECRI) | P3200 | VersaCare | Hillrom Co Inc (ECRI) | Q188AD2039 | Active | SHARON
SH01378 | Bed, Electric | Beds, Electric (ECRI) | Hillrom Co Inc (ECRI) | P3200 | VersaCare | Hillrom Co Inc (ECRI) | M291AD0888 | Active | SHARON
SH01379 | Bed, Electric | Beds, Electric (ECRI) | Hillrom Co Inc (ECRI) | P3200 | VersaCare | Hillrom Co Inc (ECRI) | 700202R014 | Active | SHARON
SH01380 | Bed, Electric | Beds, Electric (ECRI) | Hillrom Co Inc (ECRI) | P3200A | VersaCare | Hillrom Co Inc (ECRI) | Q198AD2558 | Active | SHARON
SH01381 | Flowmeter, Oxygen | Flowmeters, Oxygen (ECRI) | Not Available | Not Available | Not Available | Not Available | FMO15U-M07006KD | Active | SHARON
SH01382 | Flowmeter, Oxygen | Flowmeters, Oxygen (ECRI) | Not Available | Not Available | Not Available | Not Available | Not Available | Active | SHARON
SH01389 | Thermometer, Electronic | Thermometers, Electronic (ECRI) | Welch Allyn Inc (ECRI) | 690 | SureTemp Plus | Welch Allyn Inc (ECRI) | Not Available | Active | SHARON
SH01390 | Flowmeter, Oxygen | Flowmeters, Oxygen (ECRI) | GE Datex-Ohmeda Inc (ECRI) | 1MFA | 1MFA | GE Datex-Ohmeda Inc (ECRI) | Not Available | Active | SHARON
SH01391 | Flowmeter, Oxygen | Flowmeters, Oxygen (ECRI) | Timeter Instrument Corp (ECRI) | TLO-15 | TLO-15 | GE Datex-Ohmeda Inc (ECRI) | Not Available | Active | SHARON
SH01392 | Electrocardiograph | Electrocardiographs, Multichannel (ECRI) | GE Healthcare (ECRI) | MAC 5500 | MAC 5500 | GE Healthcare (ECRI) | SKJ14483766PA | Active | SHARON
SH01393 | Module, Electrocardiographs | Modules, Electrocardiographs (ECRI) | GE Healthcare (ECRI) | CAM HD | CAM HD | GE Healthcare (ECRI) | RNC14410150PA | Active | SHARON
SH01394 | GS Integrated Wall System | Ophthalmoscope/Otoscope/Vital Signs Measuring Systems (ECRI) | Welch Allyn Inc (ECRI) | 767 Series | 767 Series | Welch Allyn Inc (ECRI) | 1.01014E+11 | Active | SHARON
SH01395 | GS Integrated Wall System | Ophthalmoscope/Otoscope/Vital Signs Measuring Systems (ECRI) | Welch Allyn Inc (ECRI) | 767 Series | 767 Series | Welch Allyn Inc (ECRI) | NSN361815222 | Active | SHARON
SH01396 | Thermometer, Electronic | Thermometers, Electronic (ECRI) | Welch Allyn Inc (ECRI) | 690 | SureTemp Plus | Welch Allyn Inc (ECRI) | 21282645 | Active | SHARON
SH01397 | Sphygmomanometer | Sphygmomanometers (ECRI) | Welch Allyn Inc (ECRI) | Tycos | Tycos | Welch Allyn Inc (ECRI) | 041011072232 | Active | SHARON
SH01398 | Not Available | Not Available | Not Available | Not Available | Not Available | Not Available | Not Available | Active | SHARON
SH01399 | Table, Examination/Treatment | Tables, Examination/Treatment (ECRI) | Midmark Corp (ECRI) | 204-001 | 204-001 | RITTER-MIDWEST DIV SYBRON CORP | V534163 | Active | SHARON
SH01400 | GS Integrated Wall System | Ophthalmoscope/Otoscope/Vital Signs Measuring Systems (ECRI) | Welch Allyn Inc (ECRI) | 767 Series | 767 Series | Welch Allyn Inc (ECRI) | 07288 | Active | SHARON
SH01401 | GS Integrated Wall System | Ophthalmoscope/Otoscope/Vital Signs Measuring Systems (ECRI) | Welch Allyn Inc (ECRI) | 767 Series | 767 Series | Welch Allyn Inc (ECRI) | 361419772 | Active | SHARON
SH01402 | Table, Examination/Treatment | Tables, Examination/Treatment (ECRI) | UMF Medical (ECRI) | 5240 | 5240 | UMF Medical (ECRI) | 133208-0002 | Active | SHARON
SH01404 | Scale, Floor | Scales, Floor (ECRI) | Pelstar (Health-O-Meter)(ECRI) | 500KL | 500KL | Pelstar (Health-O-Meter)(ECRI) | 5001023237803 | Active | SHARON
SH01405 | Module, Electrocardiographs | Modules, Electrocardiographs (ECRI) | GE Healthcare (ECRI) | CAM-14 | CAM-14 | GE Healthcare (ECRI) | RMF06477042PA | Active | SHARON
SH01406 | Centrifuge, Tabletop | Centrifuges, Tabletop (ECRI) | Drucker Diagnostics (ECRI) | 642E Quest | Horizon 642E Quest | Drucker Diagnostics (ECRI) | 180613DH761 | Active | SHARON
SH01407 | Electrocardiograph | Electrocardiographs, Multichannel (ECRI) | GE Healthcare (ECRI) | MAC 5000 | MAC 5000 | GE Healthcare (ECRI) | AAY04363017PA | Active | SHARON
SH01408 | Analyzer, POC, Whole Blood | Analyzers, Point-of-Care, Whole Blood (ECRI) | Abbott Laboratories Inc (ECRI) | Afinion 2 | Afinion 2 | Abbott Laboratories Inc (ECRI) | AF20041304 | Active | SHARON
SH01410 | Thermometer, Electronic | Thermometers, Electronic (ECRI) | Welch Allyn Inc (ECRI) | 690 | SureTemp Plus | Welch Allyn Inc (ECRI) | 07464595 | Active | SHARON
SH01411 | Table, Examination/Treatment | Tables, Examination/Treatment (ECRI) | Midmark Corp (ECRI) | 204-001 | 204-001 | Midmark Corp (ECRI) | V524284 | Active | SHARON
SH01412 | Table, Examination/Treatment | Tables, Examination/Treatment, Adjustable (ECRI) | Midmark Corp (ECRI) | 204-002 | 204-002 | Midmark Corp (ECRI) | V1054089 | Active | SHARON
SH01413 | Sphygmomanometer | Sphygmomanometers (ECRI) | Welch Allyn Inc (ECRI) | Tycos | Tycos | Welch Allyn Inc (ECRI) | 090629161047 | Active | SHARON
SH01414 | GS Integrated Wall System | Ophthalmoscope/Otoscope/Vital Signs Measuring Systems (ECRI) | Welch Allyn Inc (ECRI) | 767 Series | 767 Series | Welch Allyn Inc (ECRI) | NSN360810271 | Active | SHARON
SH01415 | Table, Examination/Treatment | Tables, Examination/Treatment (ECRI) | Midmark Corp (ECRI) | 204-011 | 204-011 | Midmark Corp (ECRI) | V2062153 | Active | SHARON
SH01416 | Sphygmomanometer | Sphygmomanometers (ECRI) | Welch Allyn Inc (ECRI) | Tycos | Tycos | Welch Allyn Inc (ECRI) | 1003009213928 | Active | SHARON
SH01417 | GS Integrated Wall System | Ophthalmoscope/Otoscope/Vital Signs Measuring Systems (ECRI) | Welch Allyn Inc (ECRI) | 767 Series | 767 Series | Welch Allyn Inc (ECRI) | NSN361815153 | Active | SHARON
SH01418 | Table, Examination/Treatment | Tables, Examination/Treatment (ECRI) | Midmark Corp (ECRI) | 104 | 104 | Midmark Corp (ECRI) | 61029500 | Active | SHARON
SH01419 | Module, Electrocardiograph | Modules, Electrocardiographs (ECRI) | Welch Allyn Inc (ECRI) | WAM | EKG WAM | Welch Allyn Inc (ECRI) | 121020002112 | Active | SHARON
SH01420 | GS Integrated Wall System | Ophthalmoscope/Otoscope/Vital Signs Measuring Systems (ECRI) | Welch Allyn Inc (ECRI) | 767 Series | 767 Series | Welch Allyn Inc (ECRI) | 110302175533 | Active | SHARON
SH01421 | Thermometer, Electronic | Thermometers, Electronic (ECRI) | Welch Allyn Inc (ECRI) | 690 | SureTemp Plus | Welch Allyn Inc (ECRI) | 11193199 | Active | SHARON
SH01422 | Sphygmomanometer | Sphygmomanometers (ECRI) | Welch Allyn Inc (ECRI) | Tycos | Tycos | Welch Allyn Inc (ECRI) | 90929101755 | Active | SHARON
SH01423 | Table, Examination/Treatment | Tables, Examination/Treatment (ECRI) | UMF Medical (ECRI) | 5240 | 5240 | UMF Medical (ECRI) | 133208-0001 | Active | SHARON
SH01425 | Telemetry Unit | Monitors, Telemetric, Electrocardiography (ECRI) | ScottCare Cardio Corp (ECRI) | Innovo | Innovo | ScottCare Cardio Corp (ECRI) | 320191 | Active | SHARON
SH01426 | Telemetry Units | Telemetry Units (ECRI) | ScottCare Cardio Corp (ECRI) | DS-2 | Angel | ScottCare Cardio Corp (ECRI) | 39965 | Active | SHARON
SH01427 | Telemetry Units | Telemetry Units (ECRI) | ScottCare Cardio Corp (ECRI) | DS-2 | Angel | ScottCare Cardio Corp (ECRI) | 39952 | Active | SHARON
SH01429 | Table, Examination/Treatment | Tables, Examination/Treatment, Adjustable (ECRI) | Midmark Corp (ECRI) | 204-002 | 204-002 | Midmark Corp (ECRI) | V323051 | Active | SHARON
SH01430 | Light, Examination | Lights, Examination (ECRI) | Welch Allyn Inc (ECRI) | 48740 | Exam Light III | Welch Allyn Inc (ECRI) | Not Available | Active | SHARON
SH01431 | Thermometer, Electronic | Thermometers, Electronic (ECRI) | Welch Allyn Inc (ECRI) | 690 | SureTemp Plus | Welch Allyn Inc (ECRI) | 11080496 | Active | SHARON
SH01432 | GS Integrated Wall System | Ophthalmoscope/Otoscope/Vital Signs Measuring Systems (ECRI) | Welch Allyn Inc (ECRI) | 767 Series | 767 Series | Welch Allyn Inc (ECRI) | NSN360810019 | Active | SHARON
SH01433 | Sphygmomanometer | Sphygmomanometers (ECRI) | Welch Allyn Inc (ECRI) | Tycos | Tycos | Welch Allyn Inc (ECRI) | 110511152008 | Active | SHARON
SH01435 | Patient Simulator | Test, Equipment (ECRI) | Pronk Technologies Inc (ECRI) | SL-8 | SimSlim | Pronk Technologies Inc (ECRI) | 5575 | Active | SHARON
SH01436 | Probe Calibration Tester | Test, Equipment (ECRI) | Welch Allyn Inc (ECRI) | 9600 Plus | 9600 Plus | Welch Allyn Inc (ECRI) | 17391206 | Active | SHARON
SH01437 | Manometer | Test, Equipment (ECRI) | Ashcroft Inc (ECRI) | 2089 | Digital Test Gauge | Ashcroft Inc (ECRI) | 22060807 | Active | SHARON
SH01438 | Test Volume Fixture | Test, Equipment (ECRI) | Welch Allyn Inc (ECRI) | 407672 | 407672 | Welch Allyn Inc (ECRI) | 4779 | Active | SHARON
SH01439 | Defibrillator, External, Auto | Defibrillators, External, Auto (ECRI) | Philips Healthcare (ECRI) | HeartStart OnSite | HeartStart OnSite | Philips Healthcare (ECRI) | A08A-02438 | Active | SHARON
SH01440 | Bed, Electric | Beds, Electric (ECRI) | CHG Hospital Beds | 5700 | Spirit | CHG Hospital Beds | 044388 | Active | SHARON
SH01441 | Bed, Electric | Beds, Electric (ECRI) | CHG Hospital Beds | 5700 | Spirit | CHG Hospital Beds | 044392 | Active | SHARON
SH01442 | Bed, Electric | Beds, Electric (ECRI) | CHG Hospital Beds | 5700 | Spirit | CHG Hospital Beds | 044390 | Active | SHARON
SH01443 | Bed, Electric | Beds, Electric (ECRI) | CHG Hospital Beds | 5700 | Spirit | CHG Hospital Beds | 054192 | Active | SHARON
SH01444 | Bed, Electric | Beds, Electric (ECRI) | CHG Hospital Beds | 5700 | Spirit | CHG Hospital Beds | 054193 | Active | SHARON
SH01445 | Bed, Electric | Beds, Electric (ECRI) | CHG Hospital Beds | 5700 | Spirit | CHG Hospital Beds | 044387 | Active | SHARON
SH01446 | Bed, Electric | Beds, Electric (ECRI) | CHG Hospital Beds | 5700 | Spirit | CHG Hospital Beds | 044386 | Active | SHARON
SH01447 | Bed, Electric | Beds, Electric (ECRI) | CHG Hospital Beds | 5700 | Spirit | CHG Hospital Beds | 044391 | Active | SHARON
SH01448 | Bed, Electric | Beds, Electric (ECRI) | CHG Hospital Beds | 5700 | Spirit | CHG Hospital Beds | 054194 | Active | SHARON
SH01449 | Bed, Electric | Beds, Electric (ECRI) | CHG Hospital Beds | 5700 | Spirit | CHG Hospital Beds | 054191 | Active | SHARON
SH01450 | Bed, Electric | Beds, Electric (ECRI) | CHG Hospital Beds | 5700 | Spirit | CHG Hospital Beds | 044393 | Active | SHARON
SH01451 | Bed, Electric | Beds, Electric (ECRI) | CHG Hospital Beds | 5700 | Spirit | CHG Hospital Beds | 044394 | Active | SHARON
SH01452 | Bed, Electric | Beds, Electric (ECRI) | CHG Hospital Beds | 5700 | Spirit | CHG Hospital Beds | 054190 | Active | SHARON
SH01453 | Bed, Electric | Beds, Electric (ECRI) | CHG Hospital Beds | 5700 | Spirit | CHG Hospital Beds | 040558 | Active | SHARON
SH01454 | Bed, Electric | Beds, Electric (ECRI) | CHG Hospital Beds | 5700 | Spirit | CHG Hospital Beds | 040557 | Active | SHARON
SH01455 | Bed, Electric | Beds, Electric (ECRI) | CHG Hospital Beds | 5700 | Spirit | CHG Hospital Beds | 044395 | Active | SHARON
SH01456 | Bed, Electric | Beds, Electric (ECRI) | CHG Hospital Beds | 5700 | Spirit | CHG Hospital Beds | 044389 | Active | SHARON
SH01457 | Monitors, Vital Signs | Monitors, Vital Signs (ECRI) | GE Healthcare (ECRI) | V100 | CARESCAPE | GE Healthcare (ECRI) | SH612460443SA | Active | SHARON
SH01458 | Scale, Floor | Scales, Floor (ECRI) | Seca NA (ECRI) | 750-1119008 | 750-1119008 | Seca NA (ECRI) | 5750337171629 | Active | SHARON
SH01459 | Bed, Electric | Beds, Electric (ECRI) | Hillrom Co Inc (ECRI) | P3200 | VersaCare | Hillrom Co Inc (ECRI) | I229AD7316 | Active | SHARON
SH01460 | Bed, Electric | Beds, Electric (ECRI) | Hillrom Co Inc (ECRI) | P3200 | VersaCare | Hillrom Co Inc (ECRI) | M287AD0703 | Active | SHARON
SH01461 | Bed, Electric | Beds, Electric (ECRI) | Hillrom Co Inc (ECRI) | P3200 | VersaCare | Hillrom Co Inc (ECRI) | F257AD8564 | Active | SHARON
SH01462 | Intermittent Compression Unit | Compression Units (ECRI) | Covidien Inc (ECRI) | 29525 | Kendall SCD 700 | Covidien Inc (ECRI) | V1302268CX | Active | SHARON
SH01463 | Infusion Pump | Infusion Pumps (ECRI) | Baxter Healthcare Corp (ECRI) | 3570009 | Spectrum IQ | Baxter Healthcare Corp (ECRI) | 3631301 | Active | SHARON
SH01464 | Bed, Electric | Beds, Electric (ECRI) | Hillrom Co Inc (ECRI) | P3200 | VersaCare | Hillrom Co Inc (ECRI) | F097AD0857 | Active | SHARON
SH01465 | Bed, Electric | Beds, Electric (ECRI) | Hillrom Co Inc (ECRI) | P3200 | VersaCare | Hillrom Co Inc (ECRI) | M287AD0687 | Active | SHARON
SH01466 | Defibrillator | Defibrillators (ECRI) | Physio-Control Inc (ECRI) | LIFEPAK 20e | LIFEPAK 20e | Physio-Control Inc (ECRI) | 43101457 | Active | SHARON
SH01467 | Module, Carbon Dioxide | Modules, Carbon Dioxide (ECRI) | Physio-Control Inc (ECRI) | 11150-000019 | Code Mgmt Module | Physio-Control Inc (ECRI) | 01922092 | Active | SHARON
SH01468 | Defibrillator | Defibrillators (ECRI) | Physio-Control Inc (ECRI) | LIFEPAK 20e | LIFEPAK 20e | Physio-Control Inc (ECRI) | 37932401 | Active | SHARON
SH01469 | Electrocardiograph | Electrocardiographs, Multichannel (ECRI) | GE Healthcare (ECRI) | MAC 5000 | MAC 5000 | GE Healthcare (ECRI) | 04-5925 | Active | SHARON
SH01470 | Module, Electrocardiographs | Modules, Electrocardiographs (ECRI) | GE Healthcare (ECRI) | CAM-14 | CAM-14 | GE Healthcare (ECRI) | Not Available | Active | SHARON
SH01473 | Thermometer, Electronic | Thermometers, Electronic (ECRI) | Welch Allyn Inc (ECRI) | 692 | SureTemp Plus | Welch Allyn Inc (ECRI) | 16141193 | Active | SHARON
SH01474 | Regulator, Suction | Regulators, Suction (ECRI) | Ohio Medical Corp (ECRI) | Not Available | Not Available | Ohio Medical Corp (ECRI) | Not Available | Active | SHARON
SH01475 | Control Switch | Controllers (ECRI) | STERIS Corp (ECRI) | Not Available | Not Available | STERIS Corp (ECRI) | Not Available | Active | SHARON
SH01476 | Thermometer, Electronic | Thermometers, Electronic (ECRI) | Welch Allyn Inc (ECRI) | 692 | SureTemp Plus | Welch Allyn Inc (ECRI) | 07126812 | Active | SHARON
SH01477 | Thermometer, Electronic | Thermometers, Electronic (ECRI) | Welch Allyn Inc (ECRI) | 692 | SureTemp Plus | Welch Allyn Inc (ECRI) | 07056978 | Active | SHARON
SH01478 | Thermometer, Electronic | Thermometers, Electronic (ECRI) | Welch Allyn Inc (ECRI) | 692 | SureTemp Plus | Welch Allyn Inc (ECRI) | 07082470 | Active | SHARON
SH01479 | Thermometer, Electronic | Thermometers, Electronic (ECRI) | Welch Allyn Inc (ECRI) | 692 | SureTemp Plus | Welch Allyn Inc (ECRI) | 07056983 | Active | SHARON
SH01480 | Electrocardiograph | Electrocardiographs, Multichannel (ECRI) | GE Healthcare (ECRI) | MAC 1200 | MAC 1200 | GE Healthcare (ECRI) | 550034504 | Active | SHARON
SH01481 | Thermometer, Electronic | Thermometers, Electronic (ECRI) | Welch Allyn Inc (ECRI) | 690 | SureTemp Plus | Welch Allyn Inc (ECRI) | 21361992 | Active | SHARON
SH01482 | Battery/Dock Chargers | Battery/Dock Chargers (ECRI) | Welch Allyn Inc (ECRI) | 7114x | Universal Charger | Welch Allyn Inc (ECRI) | NSN402455824 | Active | SHARON
SH01483 | Battery/Dock Chargers | Battery/Dock Chargers (ECRI) | Welch Allyn Inc (ECRI) | 7114x | Universal Charger | Welch Allyn Inc (ECRI) | NSN360810087 | Active | SHARON
SH01484 | Thermometer, Electronic | Thermometers, Electronic (ECRI) | Welch Allyn Inc (ECRI) | 690 | SureTemp Plus | Welch Allyn Inc (ECRI) | 09510970 | Active | SHARON
SH01485 | Thermometer, Electronic | Thermometers, Electronic (ECRI) | Welch Allyn Inc (ECRI) | 690 | SureTemp Plus | Welch Allyn Inc (ECRI) | 11250772 | Active | SHARON
SH01487 | Sphygmomanometers | Sphygmomanometers (ECRI) | Welch Allyn Inc (ECRI) | Not Available | Not Available | Welch Allyn Inc (ECRI) | 111006073251 | Active | SHARON
SH01488 | GS Integrated Wall System | Ophthalmoscope/Otoscope/Vital Signs Measuring Systems (ECRI) | Welch Allyn Inc (ECRI) | 767 Series | 767 Series | Welch Allyn Inc (ECRI) | NSN360810089 | Active | SHARON
SH01489 | Scale, Infant | Scales, Infant (ECRI) | Detecto Scale Co (ECRI) | 6745 | 6745 | Detecto Scale Co (ECRI) | E02208-0136 | Active | SHARON
SH01490 | Sphygmomanometers | Sphygmomanometers (ECRI) | Welch Allyn Inc (ECRI) | Not Available | Not Available | Welch Allyn Inc (ECRI) | 111006091902 | Active | SHARON
SH01491 | GS Integrated Wall System | Ophthalmoscope/Otoscope/Vital Signs Measuring Systems (ECRI) | Welch Allyn Inc (ECRI) | 767 Series | 767 Series | Welch Allyn Inc (ECRI) | Not Available | Active | SHARON
SH01492 | Light, Examination | Lights, Examination (ECRI) | Welch Allyn Inc (ECRI) | 48740 | Exam Light III | Welch Allyn Inc (ECRI) | NSN361815095 | Active | SHARON
SH01493 | Table, Examination/Treatment | Tables, Examination/Treatment (ECRI) | Midmark Corp (ECRI) | 204-001 | 204-001 | Midmark Corp (ECRI) | V323004 | Active | SHARON
SH01494 | Light, Examination | Lights, Examination (ECRI) | Goodwin Manfacturing (ECRI) | 1196-41 | 1196-41 | Goodwin Manfacturing (ECRI) | 0000 | Active | SHARON
SH01495 | Table, Examination/Treatment | Tables, Examination/Treatment (ECRI) | Midmark Corp (ECRI) | 204-001 | 204-001 | Midmark Corp (ECRI) | V323013 | Active | SHARON
SH01496 | Table, Examination/Treatment | Tables, Examination/Treatment, Adjustable (ECRI) | Midmark Corp (ECRI) | 204-002 | 204-002 | Midmark Corp (ECRI) | V323008 | Active | SHARON
SH01497 | Light, Examination | Lights, Examination (ECRI) | Welch Allyn Inc (ECRI) | 48740 | Exam Light III | Welch Allyn Inc (ECRI) | NSN361815099 | Active | SHARON
SH01498 | Colposcope | Colposcopes (ECRI) | Olympus America Inc (ECRI) | OCS 500 | OCS 500 | Olympus America Inc (ECRI) | 303311 | Active | SHARON
SH01499 | Scale, Floor | Scales, Floor (ECRI) | Seca NA (ECRI) | 703 | 703 | Seca NA (ECRI) | 576912016800 | Active | SHARON
SH01500 | Monitor, Fetal | Monitors, Fetal (ECRI) | GE Healthcare (ECRI) | Corometrics 120 | Corometrics 120 | GE Healthcare (ECRI) | D3UX0843P | Active | SHARON
SH01501 | Battery/Dock Chargers | Battery/Dock Chargers (ECRI) | Welch Allyn Inc (ECRI) | 7114x | Universal Charger | Welch Allyn Inc (ECRI) | NSN361646613 | Active | SHARON
SH01502 | Thermometer, Electronic | Thermometers, Electronic (ECRI) | Welch Allyn Inc (ECRI) | 690 | SureTemp Plus | Welch Allyn Inc (ECRI) | 11400923 | Active | SHARON
SH01504 | Thermometer, Electronic | Thermometers, Electronic (ECRI) | Welch Allyn Inc (ECRI) | 690 | SureTemp Plus | Welch Allyn Inc (ECRI) | 11422648 | Active | SHARON
SH01508 | Scale, Infant | Scales, Infant (ECRI) | Pelstar (Health-O-Meter)(ECRI) | 553KL | 553KL | Pelstar (Health-O-Meter)(ECRI) | 5530022169 | Active | SHARON
SH01509 | Light, Examination | Lights, Examination (ECRI) | Welch Allyn Inc (ECRI) | LS-100 | LS-100 | Welch Allyn Inc (ECRI) | 6300 | Active | SHARON
SH01510 | Scale, Floor | Scales, Floor (ECRI) | Seca NA (ECRI) | 703 | 703 | Seca NA (ECRI) | 5703216103298 | Active | SHARON
SH01511 | Ophthalmometers | Ophthalmometers (ECRI) | Heine USA Ltd (ECRI) | NT4 | NT4 | Heine USA Ltd (ECRI) | 1105314585 | Active | SHARON
SH01512 | Monitor, Fetal | Monitors, Fetal (ECRI) | GE Healthcare (ECRI) | Corometrics 172 | Corometrics 172 | GE Healthcare (ECRI) | SAS14162454PA | Active | SHARON
SH01514 | Scale, Floor | Scales, Floor (ECRI) | Seca NA (ECRI) | 703 | 703 | Seca NA (ECRI) | 5769120168026 | Active | SHARON
SH01515 | Light, Examination | Lights, Examination (ECRI) | Welch Allyn Inc (ECRI) | 48740 | Exam Light III | Welch Allyn Inc (ECRI) | NSN361815091 | Active | SHARON
SH01516 | Table, Examination/Treatment | Tables, Examination/Treatment, Adjustable (ECRI) | Midmark Corp (ECRI) | 204-002 | 204-002 | Midmark Corp (ECRI) | V323003 | Active | SHARON
SH01517 | Not Available | Not Available | Stryker Medical (ECRI) | Not Available | Not Available | Stryker Medical (ECRI) | Not Available | Active | SHARON
SH01518 | Sterilizing Unit, Tabletop | Sterilizing Units, Steam, Tabletop (ECRI) | Midmark Corp (ECRI) | M11 | M11 UltraClave | Midmark Corp (ECRI) | V724382 | Active | SHARON
SH01519 | Ultrasonic Pocket Doppler | Detectors, Blood Flow, Ultrasonic (ECRI) | Edan Instruments Inc (ECRI) | SONOTRAX Basic | SONOTRAX Basic | Edan Instruments Inc (ECRI) | 560042-M19706250052 | Active | SHARON
SH01521 | Light, Examination | Lights, Examination (ECRI) | Goodwin Manfacturing (ECRI) | 1183 | 1183 | Goodwin Manfacturing (ECRI) | 1228-3 | Active | SHARON
SH01522 | Table, Examination/Treatment | Tables, Examination/Treatment (ECRI) | Midmark Corp (ECRI) | 204 | 204 | Midmark Corp (ECRI) | V313112 | Active | SHARON
SH01523 | Sphygmomanometer | Sphygmomanometers (ECRI) | Welch Allyn Inc (ECRI) | Tycos | Tycos | Welch Allyn Inc (ECRI) | 060608040757 | Active | SHARON
SH01524 | Oximeter, Pulse | Oximeters, Pulse (ECRI) | Masimo Corp (ECRI) | Radical 7 | Radical 7 | Masimo Corp (ECRI) | N136343 | Active | SHARON
SH01525 | Intermittent Compression Unit | Compression Units (ECRI) | Covidien Inc (ECRI) | 29525 | Kendall SCD 700 | Covidien Inc (ECRI) | V1202198CX | Active | SHARON
SH01526 | Module, Multiparameter | Modules, Multiparameter (ECRI) | GE Healthcare (ECRI) | TRAM 451N | TRAM 451N | GE Healthcare (ECRI) | M1T11292GR | Active | SHARON
SH01527 | Sphygmomanometers | Sphygmomanometers (ECRI) | Welch Allyn Inc (ECRI) | Not Available | Not Available | Welch Allyn Inc (ECRI) | 060608055431 | Active | SHARON
SH01528 | Disinfector, Ultrasound Probe | Disinfectors, Ultrasound Probes (ECRI) | Nanosonics (ECRI) | N00010 | trophon EPR | Nanosonics (ECRI) | 78523-025 | Active | SHARON
SH01529 | Microscope, Laboratory | Microscopes, Laboratory (ECRI) | UNICO (ECRI) | G380 | G380 LED | UNICO (ECRI) | G38L20130823 | Active | SHARON
SH01530 | Centrifuge, Tabletop | Centrifuges, Tabletop (ECRI) | Drucker Diagnostics (ECRI) | 642E Quest | Horizon 642E Quest | Drucker Diagnostics (ECRI) | 520912-86 | Active | SHARON
SH01531 | Light, Examination | Lights, Examination (ECRI) | Welch Allyn Inc (ECRI) | GS 300 | GS 300 | Welch Allyn Inc (ECRI) | Not Available | Active | SHARON
SH01532 | Urodynamic Analyzer System | Analyzers (ECRI) | Laborie Medical USA (ECRI) | AQS1000 | Aquarius LT | Laborie Medical USA (ECRI) | NALT-11-20021806 | Active | SHARON
SH01533 | Printer | Printers (ECRI) | Hewlett-Packard Co (ECRI) | HP ENVY 5055 | HP ENVY 5055 | Hewlett-Packard Co (ECRI) | TH9719D2W6 | Active | SHARON
SH01534 | Battery/Dock Charger | Battery/Dock Chargers (ECRI) | Welch Allyn Inc (ECRI) | 74011 | 74011 | Welch Allyn Inc (ECRI) | Not Available | Active | SHARON
SH01535 | Doppler, Blood Flow | Detectors, Blood Flow, Ultrasonic (ECRI) | Cooper Surgical Inc (ECRI) | L250 | LifeDop L250 | Cooper Surgical Inc (ECRI) | 2020120033 | Active | SHARON
SH01536 | Module, Multiparameter | Modules, Multiparameter (ECRI) | GE Healthcare (ECRI) | TRAM 451N | TRAM 451N | GE Healthcare (ECRI) | C3T16081G | Active | SHARON
SH01537 | Module, Anesthetic Gas | Modules, Anesthetic Gas (ECRI) | GE Healthcare (ECRI) | SAM | SAM | GE Healthcare (ECRI) | FARY01939 | Active | SHARON
SH01539 | Intermittent Compression Unit | Compression Units (ECRI) | Covidien Inc (ECRI) | 29525 | Kendall SCD 700 | Covidien Inc (ECRI) | V1309624SX | Active | SHARON
SH01540 | Intermittent Compression Unit | Compression Units (ECRI) | Covidien Inc (ECRI) | 29525 | Kendall SCD 700 | Covidien Inc (ECRI) | V1200471CX | Active | SHARON
SH01541 | Intermittent Compression Unit | Compression Units (ECRI) | Covidien Inc (ECRI) | 29525 | Kendall SCD 700 | Covidien Inc (ECRI) | V1201497CX | Active | SHARON
SH01542 | Battery/Dock Charger | Battery/Dock Chargers (ECRI) | Verathon Inc (ECRI) | 0570-0168 | ScanPoint | Verathon Inc (ECRI) | 00008050 | Active | SHARON
SH01543 | Monitor, Vital Signs | Monitors, Vital Signs (ECRI) | Welch Allyn Inc (ECRI) | 71WT | Connex Spot Monitor | Welch Allyn Inc (ECRI) | 100015964919 | Active | SHARON
SH01544 | Monitor, Vital Signs | Monitors, Vital Signs (ECRI) | Welch Allyn Inc (ECRI) | 71WT | Connex Spot Monitor | Welch Allyn Inc (ECRI) | 100066894419 | Active | SHARON
SH01545 | Battery/Dock Charger | Battery/Dock Chargers (ECRI) | Welch Allyn Inc (ECRI) | 74011 | 74011 | Welch Allyn Inc (ECRI) | 00732094236064 | Active | SHARON
SH01546 | Intermittent Compression Unit | Compression Units (ECRI) | Covidien Inc (ECRI) | 29525 | Kendall SCD 700 | Covidien Inc (ECRI) | V1202636CX | Active | SHARON
SH01547 | Intermittent Compression Unit | Compression Units (ECRI) | Covidien Inc (ECRI) | 29525 | Kendall SCD 700 | Covidien Inc (ECRI) | V1201751CX | Active | SHARON
SH01548 | Intermittent Compression Unit | Compression Units (ECRI) | Covidien Inc (ECRI) | 29525 | Kendall SCD 700 | Covidien Inc (ECRI) | V1200263CX | Active | SHARON
SH01549 | Intermittent Compression Unit | Compression Units (ECRI) | Covidien Inc (ECRI) | 29525 | Kendall SCD 700 | Covidien Inc (ECRI) | V1200715CX | Active | SHARON
SH01550 | Intermittent Compression Unit | Compression Units (ECRI) | Covidien Inc (ECRI) | 29525 | Kendall SCD 700 | Covidien Inc (ECRI) | V1200932CX | Active | SHARON
SH01551 | Chair, Examination, Podiatry | Chairs, Examination/Treatment, Podiatry (ECRI) | Midmark Corp (ECRI) | 647-002 | 647-002 | Midmark Corp (ECRI) | V2707684 | Active | SHARON
SH01552 | Light, Examination | Lights, Examination (ECRI) | Welch Allyn Inc (ECRI) | 901067 | Green Series 300 | Welch Allyn Inc (ECRI) | N/A | Active | SHARON
SH01553 | Vaccum Regulator | Regulators, Suction (ECRI) | GE Datex-Ohmeda Inc (ECRI) | Not Available | Not Available | GE Datex-Ohmeda Inc (ECRI) | GFHY09209 | Active | SHARON
SH01554 | Flowmeters, Medical Air | Flowmeters, Medical Air (ECRI) | Amvex (ECRI) | Not Available | Not Available | Amvex (ECRI) | T15UAZ11510 | Active | SHARON
SH01555 | Intermittent Compression Unit | Compression Units (ECRI) | Covidien Inc (ECRI) | 29525 | Kendall SCD 700 | Covidien Inc (ECRI) | V1201355CX | Active | SHARON
SH01556 | Warming Unit, Patient | Warming Units, Patient, Forced-Air (ECRI) | 3M Health Care (ECRI) | 505 | Bair Hugger 505 | AUGUSTINE MEDICAL INC. | 7314 | Active | SHARON
SH01557 | Infusion Pump | Infusion Pumps (ECRI) | Baxter Healthcare Corp (ECRI) | 3570009 | Spectrum IQ | Baxter Healthcare Corp (ECRI) | 3603496 | Active | SHARON
SH01559 | Intermittent Compression Unit | Compression Units (ECRI) | Covidien Inc (ECRI) | 29525 | Kendall SCD 700 | Covidien Inc (ECRI) | V1201925CX | Active | SHARON
SH01560 | Holter Monitor | Electrocardiographs, Ambulatory, Continuous (ECRI) | GE Healthcare (ECRI) | SEER 1000 | SEER 1000 | GE Healthcare (ECRI) | 3911813259 | Active | SHARON
SH01561 | Regulator, Suction | Regulators, Suction (ECRI) | Precision Medical Inc (ECRI) | PM3000 | PM3000 | Precision Medical Inc (ECRI) | 00068927 | Active | SHARON
SH01562 | Regulator, Suction | Regulators, Suction (ECRI) | Precision Medical Inc (ECRI) | PM3000 | PM3000 | Precision Medical Inc (ECRI) | 00068926 | Active | SHARON
SH01563 | Regulator, Suction | Regulators, Suction (ECRI) | Precision Medical Inc (ECRI) | PM3000 | PM3000 | Precision Medical Inc (ECRI) | 00068925 | Active | SHARON
SH01564 | Regulator, Suction | Regulators, Suction (ECRI) | Precision Medical Inc (ECRI) | PM3000 | PM3000 | Precision Medical Inc (ECRI) | 00068934 | Active | SHARON
SH01565 | Regulator, Suction | Regulators, Suction (ECRI) | Precision Medical Inc (ECRI) | PM3000 | PM3000 | Precision Medical Inc (ECRI) | 00068930 | Active | SHARON
SH01566 | Regulator, Suction | Regulators, Suction (ECRI) | Precision Medical Inc (ECRI) | PM3000 | PM3000 | Precision Medical Inc (ECRI) | 00068931 | Active | SHARON
SH01567 | Regulator, Suction | Regulators, Suction (ECRI) | Precision Medical Inc (ECRI) | PM3000 | PM3000 | Precision Medical Inc (ECRI) | 00068932 | Active | SHARON
SH01568 | Regulator, Suction | Regulators, Suction (ECRI) | Precision Medical Inc (ECRI) | PM3000 | PM3000 | Precision Medical Inc (ECRI) | 00068933 | Active | SHARON
SH01569 | Regulator, Suction | Regulators, Suction (ECRI) | Precision Medical Inc (ECRI) | PM3000 | PM3000 | Precision Medical Inc (ECRI) | 00068928 | Active | SHARON
SH01571 | Scale, Floor | Scales, Floor (ECRI) | Detecto Scale Co (ECRI) | MV1 | MedVue | Detecto Scale Co (ECRI) | E27016-0158 | Active | SHARON
SH01572 | Lift, Patient Transfer | Lifts, Patient Transfer (ECRI) | Medline Industries Inc (ECRI) | MDS400EL | MDS400EL | Medline Industries Inc (ECRI) | 400SA080600005 | Active | SHARON
SH01587 | Monitor, Patient | Monitors, Patient (ECRI) | Philips Healthcare (ECRI) | MX550 (866066) | IntelliVue MX550 | Philips Healthcare (ECRI) | DE7770DE1J | Active | SHARON
SH01588 | Module, Multiparameter | Modules, Multiparameter (ECRI) | Philips Healthcare (ECRI) | 867036 | IntelliVue MMX | Philips Healthcare (ECRI) | DE785F3367 | Active | SHARON
SH01589 | Monitor, Patient | Monitors, Patient (ECRI) | Philips Healthcare (ECRI) | MX550 (866066) | IntelliVue MX550 | Philips Healthcare (ECRI) | DE7770DE1F | Active | SHARON
SH01590 | Module, Multiparameter | Modules, Multiparameter (ECRI) | Philips Healthcare (ECRI) | 867036 | IntelliVue MMX | Philips Healthcare (ECRI) | DE785F3372 | Active | SHARON
SH01591 | Anesthetic Gas Montior | Modules, Anesthetic Gas (ECRI) | Philips Healthcare (ECRI) | G7 (866173) | IntelliVue G7 | Philips Healthcare (ECRI) | DE43821707 | Active | SHARON
SH01592 | Monitor, Patient | Monitors, Patient (ECRI) | Philips Healthcare (ECRI) | MX550 (866066) | IntelliVue MX550 | Philips Healthcare (ECRI) | DE7770DE1G | Active | SHARON
SH01593 | Module, Multiparameter | Modules, Multiparameter (ECRI) | Philips Healthcare (ECRI) | 867036 | IntelliVue MMX | Philips Healthcare (ECRI) | DE785F3385 | Active | SHARON
SH01594 | Monitor, Patient | Monitors, Patient (ECRI) | Philips Healthcare (ECRI) | MX550 (866066) | IntelliVue MX550 | Philips Healthcare (ECRI) | DE7770DE1H | Active | SHARON
SH01596 | Module, Multiparameter | Modules, Multiparameter (ECRI) | Philips Healthcare (ECRI) | 867036 | IntelliVue MMX | Philips Healthcare (ECRI) | DE785F3371 | Active | SHARON
SH01597 | Monitor, Patient | Monitors, Patient (ECRI) | Philips Healthcare (ECRI) | MX550 (866066) | IntelliVue MX550 | Philips Healthcare (ECRI) | DE7770DE1E | Active | SHARON
SH01598 | Module, Multiparameter | Modules, Multiparameter (ECRI) | Philips Healthcare (ECRI) | 867036 | IntelliVue MMX | Philips Healthcare (ECRI) | DE785F3402 | Active | SHARON
SH01599 | Anesthetic Gas Montior | Modules, Anesthetic Gas (ECRI) | Philips Healthcare (ECRI) | G7 (866173) | IntelliVue G7 | Philips Healthcare (ECRI) | DE43821754 | Active | SHARON
SH01601 | Table, Operating/Surgical | Tables, Operating/Surgical (ECRI) | STERIS Corp (ECRI) | 5095 | 5095 | STERIS Corp (ECRI) | 420424013 | Active | SHARON
SH01602 | Module, Carbon Dioxide | Modules, Carbon Dioxide (ECRI) | Physio-Control Inc (ECRI) | 11150-000018 | Code Mgmt Module | Physio-Control Inc (ECRI) | 01838152 | Active | SHARON
SH01603 | Resuscitator, Cardiac | Resuscitators, Cardiac (ECRI) | Stryker Emergency Care (ECRI) | 100921-01 | LUCAS 3 | Physio-Control Inc (ECRI) | 3518C153 | Active | SHARON
SH01604 | Centrifuge, Tabletop | Centrifuges, Tabletop (ECRI) | Thermo Fisher Scientific(ECRI) | Sorvall ST1 Plus | X Pro Series | Thermo Fisher Scientific(ECRI) | 43328370 | Active | SHARON
SH01605 | Defibrillator, External, Auto | Defibrillators, External, Auto (ECRI) | Philips Healthcare (ECRI) | HeartStart OnSite | HeartStart OnSite | Philips Healthcare (ECRI) | A09F-05778 | Active | SHARON
SH01606 | Module, Carbon Dioxide | Modules, Carbon Dioxide (ECRI) | Philips Healthcare (ECRI) | M3015A | Microstream CO2 | Philips Healthcare (ECRI) | DE455A1453 | Active | SHARON
SH01607 | Infusion Pump | Infusion Pumps (ECRI) | Baxter Healthcare Corp (ECRI) | 3570009 | Spectrum IQ | Baxter Healthcare Corp (ECRI) | 3619245 | Active | SHARON
SH01608 | Centrifuge, Tabletop | Centrifuges, Tabletop (ECRI) | Thermo Fisher Scientific(ECRI) | Sorvall ST4 Plus | Sorvall ST4 Plus | Thermo Fisher Scientific(ECRI) | 43337663 | Active | SHARON
SH01609 | Telemetry Unit | Monitors, Telemetric, Electrocardiography (ECRI) | ScottCare Cardio Corp (ECRI) | Innovo | Innovo | ScottCare Cardio Corp (ECRI) | 352820 | Active | SHARON
SH01610 | Module, Carbon Dioxide | Modules, Carbon Dioxide (ECRI) | Philips Healthcare (ECRI) | M3015A | Microstream CO2 | Philips Healthcare (ECRI) | DE455C3707 | Active | SHARON
SH01611 | Scale, Wheelchair | Scales, Wheelchair (ECRI) | Doran Scales Inc (ECRI) | DS8030 | DS8030 | Doran Scales Inc (ECRI) | DS222100051 | Active | SHARON
SH01612 | Monitor, Vital Signs | Monitors, Vital Signs (ECRI) | Welch Allyn Inc (ECRI) | 75MT | Connex Spot Monitor | Welch Allyn Inc (ECRI) | 21100002413724 | Active | SHARON
SH01613 | Warming Unit, Blanket | Warming Units, Blanket (ECRI) | STERIS Corp (ECRI) | QDJ02 | Amsco QDJ Series | STERIS Corp (ECRI) | 0421908098 | Active | SHARON
SH01621 | Infusion Pump | Infusion Pumps (ECRI) | Baxter Healthcare Corp (ECRI) | 3570009 | Spectrum IQ | Baxter Healthcare Corp (ECRI) | 3610358 | Active | SHARON
SH01622 | Table, Examination/Treatment | Tables, Examination/Treatment (ECRI) | Midmark Corp (ECRI) | 223-016 | 223-016 | Midmark Corp (ECRI) | V174775 | Active | SHARON
SH01624 | Injector Remote Touchscreen | Workstations, PC (ECRI) | Bayer Healthcare (ECRI) | 85959506 | Certegra Workstation | Bayer Healthcare (ECRI) | W3CT35000386 | Active | SHARON
SH01625 | MR Injector Remote | Workstations, PC (ECRI) | Bayer Healthcare (ECRI) | 88203712 | MR Injector Remote | Bayer Healthcare (ECRI) | W3CT35000387 | Active | SHARON
SH01626 | Injector Remote Touchscreen | Workstations, PC (ECRI) | Bayer Healthcare (ECRI) | 85959506 | Certegra Workstation | Bayer Healthcare (ECRI) | W3CT35000387 | Active | SHARON
SH01627 | Module, Multiparameter | Modules, Multiparameter (ECRI) | Philips Healthcare (ECRI) | M3001A | M3001A | Philips Healthcare (ECRI) | DE6520FUT7 | Active | SHARON
SH01628 | Scanning System, Ultrasound | Scanning Systems, Ultrasound (ECRI) | GE Healthcare (ECRI) | Venue Go R4 | Venue Go R4 | GE Healthcare (ECRI) | VGD001792 | Active | SHARON
SH01629 | Probe, Ultrasound | Probes, Ultrasound (ECRI) | GE Healthcare (ECRI) | 3Sc-RS | 3Sc-RS | GE Healthcare (ECRI) | 1388252WX7 | Active | SHARON
SH01630 | Probe, Ultrasound | Probes, Ultrasound (ECRI) | GE Healthcare (ECRI) | L4-12t-RS | L4-12t-RS | GE Healthcare (ECRI) | 1404247WX7 | Active | SHARON
SH01631 | Probe, Ultrasound | Probes, Ultrasound (ECRI) | GE Healthcare (ECRI) | C1-5-RS | C1-5-RS | GE Healthcare (ECRI) | 1427264WX5 | Active | SHARON
SH01632 | Disinfector, Endoscope | Disinfectors, Liquid Germicide, Flexible Endoscope (ECRI) | Olympus America Inc (ECRI) | OER-Elite | OER-Elite | Olympus America Inc (ECRI) | 2402703 | Active | SHARON
SH01633 | Disinfector, Endoscope | Disinfectors, Liquid Germicide, Flexible Endoscope (ECRI) | Olympus America Inc (ECRI) | OER-Elite | OER-Elite | Olympus America Inc (ECRI) | 2402922 | Active | SHARON
SHX0002 | X-Ray Tube | X-Ray Tubes (ECRI) | Orthoscan Inc (ECRI) | Not Available | Not Available | Orthoscan Inc (ECRI) | 25484 | Active | SHARON
SHX0003 | Detectors, X-Ray | Detectors, X-Ray, Digital Radiography (ECRI) | Orthoscan Inc (ECRI) | Flatpanel Detector | Flatpanel Detector | Orthoscan Inc (ECRI) | 96393 | Active | SHARON
SHX0004 | Monitor, Display | Monitors, Video (ECRI) | Orthoscan Inc (ECRI) | C24WT | C24WT | Orthoscan Inc (ECRI) | C24WTA18370265 | Active | SHARON
SHX0005 | Probe, Ultrasound | Probes, Ultrasound (ECRI) | FUJIFILM SonoSite Inc (ECRI) | HLF38xi | HFL38xi | FUJIFILM SonoSite Inc (ECRI) | 052J7W | Active | SHARON
SHX0006 | Scanning System, Ultrasound | Scanning Systems, Ultrasound (ECRI) | FUJIFILM SonoSite Inc (ECRI) | SonoSite SII | SonoSite SII | FUJIFILM SonoSite Inc (ECRI) | 04QHKK | Active | SHARON
SHX0007 | Hand/Remote Control | Hand/Remote Control (ECRI) | Not Available | Not Available | Not Available | Not Available | Not Available | Active | SHARON
SHX0008 | Table, Imaging, Radiographic | Tables, Imaging, Radiographic/Fluoroscopic (ECRI) | Biodex Medical Systems (ECRI) | 058-870 | 058-870 | Biodex Medical Systems (ECRI) | 0509033 | Active | SHARON
SHX0010 | Footswitch | Footswitches (ECRI) | GE Healthcare (ECRI) | ASM | ASM | GE Healthcare (ECRI) | Not Available | Active | SHARON
SHX0011 | Footswitch | Footswitches (ECRI) | GE Healthcare (ECRI) | ASM | ASM | GE Healthcare (ECRI) | Not Available | Active | SHARON
SHX0012 | Image Intensifier | Image Intensifiers (ECRI) | GE OEC Medical Sys Inc (ECRI) | 00-881192-01 | Image Intensifier | GE OEC Medical Sys Inc (ECRI) | D023724 | Active | SHARON
SHX0013 | X-Ray Tube | X-Ray Tubes (ECRI) | Varex Imaging Corp (ECRI) | RAD-99B | RAD-99B | Varex Imaging Corp (ECRI) | 34368-1Q | Active | SHARON
SHX0014 | Image Intensifier | Image Intensifiers (ECRI) | GE OEC Medical Sys Inc (ECRI) | 00-881192-01 | Image Intensifier | GE OEC Medical Sys Inc (ECRI) | 91322179 | Active | SHARON
SHX0015 | X-Ray Tube | X-Ray Tubes (ECRI) | Varex Imaging Corp (ECRI) | RAD-99B | RAD-99B | Varex Imaging Corp (ECRI) | 23342-Z1 | Active | SHARON
SHX0019 | Footswitch | Footswitches (ECRI) | LineMaster Switch Corp (ECRI) | Not Available | Not Available | LineMaster Switch Corp (ECRI) | L34501700010009 | Active | SHARON
SHX0020 | Printer | Printer/Graphic Recorders (ECRI) | Sony Electronics (ECRI) | UP-D898MD | UP-D898MD | Sony Electronics (ECRI) | 7182537 | Active | SHARON
SHX0021 | Scanning System, Ultrasound | Scanning Systems, Ultrasound (ECRI) | GE Healthcare (ECRI) | LOGIQ e | LOGIQ e | GE Healthcare (ECRI) | 465692WX2 | Active | SHARON
SHX0022 | Probe, Ultrasound | Probes, Ultrasound (ECRI) | GE Healthcare (ECRI) | 12L-RS | 12L-RS | GE Healthcare (ECRI) | 456554WX5 | Active | SHARON
SHX0023 | Printer | Printer/Graphic Recorders (ECRI) | Sony Electronics (ECRI) | UP-D898MD | UP-D898MD | Sony Electronics (ECRI) | 6005390 | Active | SHARON
SHX0024 | Disinfector, Ultrasound Probe | Disinfectors, Ultrasound Probes (ECRI) | Nanosonics (ECRI) | N00010 | trophon EPR | Nanosonics (ECRI) | 61921-002 | Active | SHARON
SHX0026 | Collimator, Radiographic | Collimators, Radiographic (ECRI) | Ralco Medical Components (ECRI | R 108 DHHS | R 108 DHHS | Ralco Medical Components (ECRI | 2012366 | Active | SHARON
SHX0028 | Printer, Label | Printers, Label (ECRI) | Nanosonics (ECRI) | DT2205 | DT2205 | Nanosonics (ECRI) | D3916211845 | Active | SHARON
SHX0029 | Detector, X-Ray, Digital Radio | Detectors, X-Ray, Digital Radiography (ECRI) | Carestream Health Inc (ECRI) | 2272233002 | DRX PLUS 3543C | Carestream Health Inc (ECRI) | 222030100710 | Active | SHARON
SHX0030 | Probe, Ultrasound | Probes, Ultrasound (ECRI) | GE Healthcare (ECRI) | 3S-SC | 3S-SC | GE Healthcare (ECRI) | 419008WX8 | Active | SHARON
SHX0031 | Probe, Ultrasound | Probes, Ultrasound (ECRI) | GE Healthcare (ECRI) | 12L-SC | 12L-SC | GE Healthcare (ECRI) | 314153WX8 | Active | SHARON
SHX0032 | Probe, Ultrasound | Probes, Ultrasound (ECRI) | GE Healthcare (ECRI) | 4C-SC | 4C-SC | GE Healthcare (ECRI) | 466003WX1 | Active | SHARON
SHX0033 | Probe, Ultrasound | Probes, Ultrasound (ECRI) | Philips Ultrasound Inc (ECRI) | C9-4 | C9-4 | Philips Ultrasound Inc (ECRI) | Not Available | Active | SHARON
SHX0034 | Probe, Ultrasound | Probes, Ultrasound (ECRI) | Philips Ultrasound Inc (ECRI) | V6-2 | V6-2 | Philips Ultrasound Inc (ECRI) | Not Available | Active | SHARON
SHX0035 | Probe, Ultrasound | Probes, Ultrasound (ECRI) | Philips Ultrasound Inc (ECRI) | C5-1 | C5-1 | Philips Ultrasound Inc (ECRI) | 453561224465 | Active | SHARON
SHX0036 | Scanning System, Ultrasound | Scanning Systems, Ultrasound (ECRI) | Philips Ultrasound Inc (ECRI) | iU22 | iU22 | Philips Ultrasound Inc (ECRI) | 02XRX0 | Active | SHARON
SHX0037 | Printer | Printers, Video (ECRI) | Sony Electronics (ECRI) | UP-X898MD | Graphic Printer | Sony Electronics (ECRI) | S0171042516 | Active | SHARON
SHX0040 | Detector, X-Ray | Detectors, X-Ray, Digital Radiography (ECRI) | Philips Healthcare (ECRI) | Exch. SkyPlate Large | Exch. SkyPlate Large | Philips Healthcare (ECRI) | 1616BD | Active | SHARON
SHX0041 | Collimator, Radiographic | Collimators, Radiographic (ECRI) | Ralco Medical Components (ECRI | R 221/A DHHS | R 221/A DHHS | Ralco Medical Components (ECRI | 1811716 | Active | SHARON
SHX0042 | X-Ray Tubes | X-Ray Tubes (ECRI) | Toshiba America Inc (ECRI) | E7886X | E7886X | Toshiba America Inc (ECRI) | 18F925 | Active | SHARON
SHX0044 | Scanning System, Ultrasound | Scanning Systems, Ultrasound (ECRI) | GE Healthcare (ECRI) | Venue 40 | Venue 40 | GE Healthcare (ECRI) | V1349116 | Active | SHARON
SHX0046 | Module, Electrocardiographs | Modules, Electrocardiographs (ECRI) | Philips Healthcare (ECRI) | 989803183661 | Expression MR | Philips Healthcare (ECRI) | US40600239 | Active | SHARON
SHX0047 | Monitor, MRI, Patient | Monitors, Patient (ECRI) | Philips Healthcare (ECRI) | IP5 | Expression IP5 | Philips Healthcare (ECRI) | US41601128 | Active | SHARON
SHX0048 | Monitor, Patient Transport | Monitors, Patient Transport (ECRI) | Philips Healthcare (ECRI) | MR200 | Expression MR200 | Philips Healthcare (ECRI) | US33600116 | Active | SHARON
SHX0050 | Monitor, Display | Monitors, Video (ECRI) | Eizo Corp (ECRI) | MX242W | RadiForce MX242W | Eizo Corp (ECRI) | 82218031 | Active | SHARON
SHX0054 | Footswitch | Footswitches (ECRI) | MTI (ECRI) | 130-3138 | 130-3138 | MTI (ECRI) | Not Available | Active | SHARON
SHX0055 | Atlas SPEEDER Head/Neck Coil | Coils, MRI (ECRI) | Quality Electrodynamics (ECRI) | Q7000126 | Head/Neck Coil | Quality Electrodynamics (ECRI) | 12253 | Active | SHARON
SHX0056 | QD Head Coil | Coils, MRI (ECRI) | Canon Medical Sys Inc (ECRI) | MJQH-147A | QD Head Coil | Canon Medical Sys Inc (ECRI) | 9500 | Active | SHARON
SHX0057 | Knee/Foot Coil | Coils, MRI (ECRI) | Canon Medical Sys Inc (ECRI) | MJAJ-257A | Knee/Foot SPEEDER | Canon Medical Sys Inc (ECRI) | S1H2132233 | Active | SHARON
SHX0058 | Coil, MRI | Coils, MRI (ECRI) | Canon Medical Sys Inc (ECRI) | MJAJ-217A | 16CH Flex SPEEDER | Canon Medical Sys Inc (ECRI) | S1L2082791 | Active | SHARON
SHX0059 | Coils, MRI | Coils, MRI (ECRI) | Not Available | Not Available | Not Available | Not Available | Not Available | Active | SHARON
SHX0060 | Breast 8CH Tabletop Coil | Coils, MRI (ECRI) | Philips Healthcare (ECRI) | 4535-303-84392 | Sentinelle | Philips Healthcare (ECRI) | 600000120 | Active | SHARON
SHX0061 | Coil, MRI | Coils, MRI (ECRI) | Canon Medical Sys Inc (ECRI) | MJAJ-197A | 4CH Flexable SPEEDER | Canon Medical Sys Inc (ECRI) | J1K2143307 | Active | SHARON
SHX0063 | Module, Pulse Oximetry | Modules, Pulse Oximetry (ECRI) | Philips Healthcare (ECRI) | 989803183541 | Expression MR | Philips Healthcare (ECRI) | US40600253 | Active | SHARON
SHX0064 | MR Expression Charger | Battery/Dock Chargers (ECRI) | Philips Healthcare (ECRI) | 989803191031 | Module Charger | Philips Healthcare (ECRI) | 112012513 | Active | SHARON
SHX0065 | Battery Charger | Battery Chargers (ECRI) | Invivo Corporation (ECRI) | 9023 | 9023 | Invivo Corporation (ECRI) | J1995 | Active | SHARON
SHX0066 | Module, SpO2 | Modules, Pulse Oximetry (ECRI) | Philips Healthcare (ECRI) | 989803163111 | 989803163111 | Philips Healthcare (ECRI) | US408B6644 | Active | SHARON
SHX0067 | Monitor, Display | Monitors, Video (ECRI) | Eizo Corp (ECRI) | RS110 | RadiForce | Eizo Corp (ECRI) | 35030112 | Active | SHARON
SHX0069 | Monitor, Display | Monitors, Video (ECRI) | Eizo Corp (ECRI) | RS110 | RadiForce | Eizo Corp (ECRI) | 35031112 | Active | SHARON
SHX0071 | Uninterruptible Power Supply | Power Systems, Uninterruptible (ECRI) | Eaton Corp (ECRI) | 9SX1000 | Eaton 9SX | Eaton Corp (ECRI) | Not Available | Active | SHARON
SHX0072 | Workstation, PC | Workstations, PC (ECRI) | Toshiba America Inc (ECRI) | CGS-54A | CGS-54A | Toshiba America Inc (ECRI) | 1CA1312047 | Active | SHARON
SHX0073 | CT SCANNER GANTRY | Gantry, Driving Control Units (ECRI) | Toshiba America Inc (ECRI) | CGGT-021A | CGGT-021A | Toshiba America Inc (ECRI) | 1AA0752799 | Active | SHARON
SHX0074 | Table, Imaging, Radiographic | Tables, Imaging, Radiographic/Fluoroscopic (ECRI) | Toshiba America Inc (ECRI) | CBTB-019A | CBTB-019A | Toshiba America Inc (ECRI) | 1AA0753188 | Active | SHARON
SHX0077 | Imaging Cabinet | X-Ray Generators (ECRI) | Toshiba America Inc (ECRI) | Not Available | Not Available | Toshiba America Inc (ECRI) | Not Available | Active | SHARON
SHX0078 | Uninterruptible Power Supply | Power Systems, Uninterruptible (ECRI) | GE Healthcare (ECRI) | SG Series | SG Series | GE Healthcare (ECRI) | P0100-4718-B899S | Active | SHARON
SHX0079 | Scanning System, Ultrasound | Scanning Systems, Ultrasound (ECRI) | Philips Ultrasound Inc (ECRI) | EPIQ Elite (795234) | EPIQ Elite | Philips Ultrasound Inc (ECRI) | US224B0200 | Active | SHARON
SHX0080 | Probe, Ultrasound | Probes, Ultrasound (ECRI) | Philips Ultrasound Inc (ECRI) | S5-1 | S5-1 | Philips Ultrasound Inc (ECRI) | F0F553 | Active | SHARON
SHX0081 | Probe, Ultrasound | Probes, Ultrasound (ECRI) | Philips Ultrasound Inc (ECRI) | eL18-4 | eL18-4 | Philips Ultrasound Inc (ECRI) | F0F2WK | Active | SHARON
SHX0082 | Probe, Ultrasound | Probes, Ultrasound (ECRI) | Philips Ultrasound Inc (ECRI) | L12-3 | L12-3 | Philips Ultrasound Inc (ECRI) | F0F562 | Active | SHARON
SHX0083 | Probe, Ultrasound | Probes, Ultrasound (ECRI) | Philips Ultrasound Inc (ECRI) | C5-1 | C5-1 | Philips Ultrasound Inc (ECRI) | F0F1DY | Active | SHARON
SHX0085 | TEE Probe | Probes, TEE (ECRI) | Philips Ultrasound Inc (ECRI) | X8-2t | X8-2t | Philips Ultrasound Inc (ECRI) | F03WC5 | Active | SHARON
SHX0087 | Mammographic Phantom | Phantoms (ECRI) | CIRS (ECRI) | 015 | 015 | CIRS (ECRI) | AAC-607 | Active | SHARON
SHX0090 | Probe, Ultrasound | Probes, Ultrasound (ECRI) | Philips Ultrasound Inc (ECRI) | C10-3V | C10-3V | Philips Ultrasound Inc (ECRI) | F0DKB9 | Active | SHARON
SHX0091 | Probe, Ultrasound | Probes, Ultrasound (ECRI) | Philips Ultrasound Inc (ECRI) | C10-3V | C10-3V | Philips Ultrasound Inc (ECRI) | F0DXG7 | Active | SHARON
SHX0092 | Scanning System, Ultrasound | Scanning Systems, Ultrasound (ECRI) | Philips Ultrasound Inc (ECRI) | EPIQ Elite (795234) | EPIQ Elite | Philips Ultrasound Inc (ECRI) | US124B1707 | Active | SHARON
SHX0094 | Workstation, PC | Workstations, PC (ECRI) | Siemens Healthcare (ECRI) | HP Z4 G4 | HP Z4 G4 | Siemens Healthcare (ECRI) | MXL2423Y4N | Active | SHARON
SHX0095 | Uninterruptible Power Supply | Power Systems, Uninterruptible (ECRI) | Tripp Lite (ECRI) | SMART1500SLT | SMART1500SLT | Tripp Lite (ECRI) | AGSM1736 | Active | SHARON
SHX0096 | Monitors, Display | Monitors, Video (ECRI) | Eizo Corp (ECRI) | 10521202 | 10521202 | Eizo Corp (ECRI) | 10000004637 | Active | SHARON
SHX0097 | Collimators, Cart | Collimators, Radiographic (ECRI) | Siemens Healthcare (ECRI) | 11297198 | 11297198 | Siemens Healthcare (ECRI) | 7347 | Active | SHARON
SHX0100 | Collimators, Cart | Collimators, Radiographic (ECRI) | Siemens Healthcare (ECRI) | 11297198 | 11297198 | Siemens Healthcare (ECRI) | 7363 | Active | SHARON
SHX0101 | Cardiac Trigger Monitor | Monitors, Bedside, Electrocardiography (ECRI) | Ivy Biomedical Systems (ECRI) | 7600 | 7600 | Ivy Biomedical Systems (ECRI) | 23040035 | Active | SHARON
SHX0103 | HES Seismic Gantry | Gantry, Driving Control Units (ECRI) | Siemens Healthcare (ECRI) | 11007200 | 11007200 | Siemens Healthcare (ECRI) | 4930 | Active | SHARON
SHX0104 | Probe, Ultrasound | Probes, Ultrasound (ECRI) | Philips Ultrasound Inc (ECRI) | C5-1 | C5-1 | Philips Ultrasound Inc (ECRI) | F0DWH4 | Active | SHARON
SHX0105 | Probe, Ultrasound | Probes, Ultrasound (ECRI) | Philips Ultrasound Inc (ECRI) | L12-3 | L12-3 | Philips Ultrasound Inc (ECRI) | F0DYT6 | Active | SHARON
SHX0106 | Probe, Ultrasound | Probes, Ultrasound (ECRI) | Philips Ultrasound Inc (ECRI) | eL18-4 | eL18-4 | Philips Ultrasound Inc (ECRI) | F0DY75 | Active | SHARON
SHX0108 | Probe, Ultrasound | Probes, Ultrasound (ECRI) | Philips Ultrasound Inc (ECRI) | X5-1c | X5-1c | Philips Healthcare (ECRI) | F0C85G | Active | SHARON
SHX0109 | Scanning System, Ultrasound | Scanning Systems, Ultrasound (ECRI) | Philips Ultrasound Inc (ECRI) | EPIQ CVx | EPIQ CVx | Philips Ultrasound Inc (ECRI) | USN21B1517 | Active | SHARON
SHX0112 | Radiographic System | Radiographic Systems (ECRI) | Carestream Health Inc (ECRI) | DRX-1 System | DRX-1 System | Carestream Health Inc (ECRI) | 7049 | Active | SHARON
SHX0113 | Monitor, Display | Monitors, Video (ECRI) | Hewlett-Packard Co (ECRI) | Not Available | Not Available | Hewlett-Packard Co (ECRI) | Not Available | Active | SHARON
SHX0114 | Power Cabinet System | Power Systems (ECRI) | GE Healthcare (ECRI) | 2259973-3 | Proteus XR/a | GE Healthcare (ECRI) | 22416HL2 | Active | SHARON
SHX0115 | Wall Bucky, Vertical | Wall Bucky, Vertical (ECRI) | GE Healthcare (ECRI) | 2338145 | 2338145 | GE Healthcare (ECRI) | HL039-3472 | Active | SHARON
SHX0117 | X-Ray Tube | X-Ray Tubes (ECRI) | GE Healthcare (ECRI) | Not Available | Not Available | GE Healthcare (ECRI) | Not Available | Active | SHARON
SHX0118 | DRX-1 System Battery Charger | Battery/Dock Chargers (ECRI) | Carestream Health Inc (ECRI) | 55602-001 | 55602-001 | Carestream Health Inc (ECRI) | 112718562 | Active | SHARON
SHX0122 | Detector, X-Ray, Digital Radio | Detectors, X-Ray, Digital Radiography (ECRI) | Carestream Health Inc (ECRI) | 2272233012 | DRX Core 3543C | Carestream Health Inc (ECRI) | 193330120130 | Active | SHARON
SHX0123 | Collimator, Radiographic | Collimators, Radiographic (ECRI) | Siemens Healthcare (ECRI) | AL01F | 05892919 | Siemens Healthcare (ECRI) | 3187 | Active | SHARON
SHX0124 | Table, Imaging, Radiographic | Tables, Imaging, Radiographic/Fluoroscopic (ECRI) | GE Healthcare (ECRI) | 2259988 | Proteus Table | GE Healthcare (ECRI) | 23085HL4 | Active | SHARON
SHX0125 | Power System, Uninterruptible | Power Systems, Uninterruptible (ECRI) | Cyber Power Systems Inc (ECRI | ST625U | ST625U | Cyber Power Systems Inc (ECRI | BNPMY8012155 | Active | SHARON
SHX0129 | Compressor Cabinet | Cabinets, Imaging (ECRI) | Canon Medical Sys Inc (ECRI) | MCLC-1550 | MCLC-1550 | Canon Medical Sys Inc (ECRI) | S4A2142017 | Active | SHARON
SHX0130 | Gradient Cabinet | Cabinets, Imaging (ECRI) | Canon Medical Sys Inc (ECRI) | MAIN-1501 | MAIN-1501 | Canon Medical Sys Inc (ECRI) | S1A2142072 | Active | SHARON
SHX0131 | MRI Generator | X-Ray Generators (ECRI) | Not Available | Not Available | Not Available | Not Available | Not Available | Active | SHARON
SHX0133 | Single Loop Coil Left VT | Coils, MRI (ECRI) | Philips Healthcare (ECRI) | 4535-303-84432 | Sentinelle | Philips Healthcare (ECRI) | 600000079 | Active | SHARON
SHX0134 | Single Loop Coil Right VT | Coils, MRI (ECRI) | Philips Healthcare (ECRI) | 4535-303-84442 | Sentinelle | Philips Healthcare (ECRI) | 600000078 | Active | SHARON
SHX0135 | 8ch Knee-Foot SPEEDER Coil | Coils, MRI (ECRI) | Quality Electrodynamics (ECRI) | Q7000172 | Knee/Foot Coil | Quality Electrodynamics (ECRI) | 12300 | Active | SHARON
SHX0136 | Atlas SPEEDER Head/Neck Coil | Coils, MRI (ECRI) | Quality Electrodynamics (ECRI) | Q7000126 | Head/Neck Coil | Quality Electrodynamics (ECRI) | 12253 | Active | SHARON
SHX0137 | Atlas SPEEDER Head/Neck Coil | Coils, MRI (ECRI) | Quality Electrodynamics (ECRI) | Q7000126 | Head/Neck Coil | Quality Electrodynamics (ECRI) | 12253 | Active | SHARON
SHX0138 | Body Coil | Coils, MRI (ECRI) | Canon Medical Sys Inc (ECRI) | MJAB-167A | Atlas SPEEDER Body | Canon Medical Sys Inc (ECRI) | P1M2094012 | Active | SHARON
SHX0139 | Spine Coil | Coils, MRI (ECRI) | Canon Medical Sys Inc (ECRI) | MJAS-147A | Atlas SPEEDER Spine | Canon Medical Sys Inc (ECRI) | E1M2083448 | Active | SHARON
SHX0140 | Module, Carbon Dioxide | Modules, Carbon Dioxide (ECRI) | Physio-Control Inc (ECRI) | 11150-000018 | Code Mgmt Module | Physio-Control Inc (ECRI) | 01838122 | Active | SHARON
SHX0145 | Light, Examination | Lights, Examination (ECRI) | MEDICAL EQUIPMENT | 09/01961 | Mach130F | MEDICAL EQUIPMENT | 10000016 | Active | SHARON
SHX0154 | Monitor, Display | Monitors, Video (ECRI) | Hewlett-Packard Co (ECRI) | Not Available | Not Available | Hewlett-Packard Co (ECRI) | CNK2040JWT | Active | SHARON
SHX0155 | Radiographic System | Radiographic Systems (ECRI) | Carestream Health Inc (ECRI) | DRX-1 System | DRX-1 System | Carestream Health Inc (ECRI) | 70220 | Active | SHARON
SHX0156 | Uninterruptible Power Supply | Power Systems, Uninterruptible (ECRI) | APC by Schneider (ECRI) | Pro 1000 | Pro 1000 | APC by Schneider (ECRI) | Not Available | Active | SHARON
SHX0157 | Table, Imaging, Radiographic | Tables, Imaging, Radiographic/Fluoroscopic (ECRI) | GE Healthcare (ECRI) | 2259988 | Proteus Table | GE Healthcare (ECRI) | 37405HL8 | Active | SHARON
SHX0158 | Collimator, Radiographic | Collimators, Radiographic (ECRI) | GE Healthcare (ECRI) | 2379827 | Proteus Collimator | GE Healthcare (ECRI) | 110601HL2 | Active | SHARON
SHX0159 | X-Ray Tube | X-Ray Tubes (ECRI) | GE Healthcare (ECRI) | 2336058 | 2336058 (MX100) | GE Healthcare (ECRI) | 107594BI4 | Active | SHARON
SHX0160 | Detector, X-Ray, Digital Radio | Detectors, X-Ray, Digital Radiography (ECRI) | Carestream Health Inc (ECRI) | 2272233012 | DRX CORE 3543C | Carestream Health Inc (ECRI) | 193330120127 | Active | SHARON
SHX0162 | DRX-1 System Battery Charger | Battery/Dock Chargers (ECRI) | Carestream Health Inc (ECRI) | 55602-001 | 55602-001 | Carestream Health Inc (ECRI) | Not Available | Active | SHARON
SHX0163 | X-Ray Generator | X-Ray Generators (ECRI) | GE Healthcare (ECRI) | 2268970 | 2268970 | GE Healthcare (ECRI) | 68959WG6 | Active | SHARON
SHX0164 | Collimator, Gamma Camera | Collimators, Gamma Camera (ECRI) | Siemens Healthcare (ECRI) | 7331973 | 7331973 | Siemens Healthcare (ECRI) | 22988 | Active | SHARON
SHX0167 | Wall Bucky, Vertical | Wall Bucky, Vertical (ECRI) | GE Healthcare (ECRI) | 600-0301 | 600-0301 | GE Healthcare (ECRI) | 37379HL5 | Active | SHARON
SHX0168 | Probe, Ultrasound | Probes, Ultrasound (ECRI) | GE Healthcare (ECRI) | 12L-RS | 12L-RS | GE Healthcare (ECRI) | 895624WX5 | Active | SHARON
SHX0169 | Probe, Ultrasound | Probes, Ultrasound (ECRI) | GE Healthcare (ECRI) | 4C-RS | 4C-RS | GE Healthcare (ECRI) | 220618WX3 | Active | SHARON
SHX0174 | Radiation Survey Meter, Geiger | Radiation Survey Meters, Geiger-Muller (ECRI) | Cardinal Health (ECRI) | 14C | 14C | Cardinal Health (ECRI) | 58769 | Active | SHARON
SHX0175 | Radiation Survey Meter, Geiger | Radiation Survey Meters, Geiger-Muller (ECRI) | Cardinal Health (ECRI) | 14C | 14C | Cardinal Health (ECRI) | 88062 | Active | SHARON
SHX0176 | Calibrator | Calibrators (ECRI) | Capintec Inc (ECRI) | CRC-15R | CRC-15R | Capintec Inc (ECRI) | 157744 | Active | SHARON
SHX0177 | Mammo Gantry | Gantry, Driving Control Units (ECRI) | Hologic Inc (ECRI) | ASY-10559 | 3Dimensions Gantry | Hologic Inc (ECRI) | GAN160100711 | Active | SHARON
SHX0178 | X-Ray Tube | X-Ray Tubes (ECRI) | Varex Imaging Corp (ECRI) | M-113T | M-113T | Varex Imaging Corp (ECRI) | H37325 | Active | SHARON
SHX0182 | Probe, Ultrasound | Probes, Ultrasound (ECRI) | Philips Ultrasound Inc (ECRI) | C5-1 | C5-1 | Philips Ultrasound Inc (ECRI) | F0DWH3 | Active | SHARON
SHX0183 | Probe, Ultrasound | Probes, Ultrasound (ECRI) | Philips Ultrasound Inc (ECRI) | eL18-4 | eL18-4 | Philips Ultrasound Inc (ECRI) | F0DY72 | Active | SHARON
SHX0184 | Probe, Ultrasound | Probes, Ultrasound (ECRI) | Philips Ultrasound Inc (ECRI) | L12-3 | L12-3 | Philips Ultrasound Inc (ECRI) | F0DYT7 | Active | SHARON
SHX0186 | Scanning System, Ultrasound | Scanning Systems, Ultrasound (ECRI) | Philips Ultrasound Inc (ECRI) | EPIQ Elite (795234) | EPIQ Elite | Philips Ultrasound Inc (ECRI) | US124B1706 | Active | SHARON
SHX0187 | Disinfector, Ultrasound Probe | Disinfectors, Ultrasound Probes (ECRI) | Nanosonics (ECRI) | N05000-1 | trophon2 | Nanosonics (ECRI) | 143588-054 | Active | SHARON
SHX0188 | Printer, Label | Printers, Label (ECRI) | Nanosonics (ECRI) | DT2205 | DT2205 | Nanosonics (ECRI) | D3918491121 | Active | SHARON
SHX0189 | Scanning System, Ultrasound | Scanning Systems, Ultrasound (ECRI) | GE Healthcare (ECRI) | LOGIQ e | LOGIQ e | GE Healthcare (ECRI) | 222391WX5 | Active | SHARON
SHX0190 | Phantom, CT | Phantoms, Computed Tomography (ECRI) | Diagnomatic (ECRI) | 09-301 | Pro-MRI | Diagnomatic (ECRI) | Not Available | Active | SHARON
SHX0191 | Phantom, CT | Phantoms, Computed Tomography (ECRI) | Diagnomatic (ECRI) | 09-301 | Pro-MRI | Diagnomatic (ECRI) | Not Available | Active | SHARON
SHX0192 | Phantom, CT | Phantoms, Computed Tomography (ECRI) | Diagnomatic (ECRI) | 09-301 | Pro-MRI | Diagnomatic (ECRI) | Not Available | Active | SHARON
SHX0193 | Phantom, CT | Phantoms, Computed Tomography (ECRI) | Diagnomatic (ECRI) | 09-301 | Pro-MRI | Diagnomatic (ECRI) | J3975 | Active | SHARON
SHX0194 | Monitor, Display | Monitors, Video (ECRI) | ViewSonic Corp (ECRI) | VS16162 | VS16162 | ViewSonic Corp (ECRI) | UD2220981154 | Active | SHARON
SHX0195 | Workstation | Workstations, PC (ECRI) | Hologic Inc (ECRI) | ASY-07185 | ASY-07185 | Hologic Inc (ECRI) | MXL23328VB | Active | SHARON
SHX0196 | Printer | Printers (ECRI) | Hewlett-Packard Co (ECRI) | SNPRC-1603-01 | SNPRC-1603-01 | Hewlett-Packard Co (ECRI) | 9900000001598 | Active | SHARON
SHX0197 | Table, Imaging, Radiographic | Tables, Imaging, Radiographic/Fluoroscopic (ECRI) | Hologic Inc (ECRI) | HORIZON-W Table | HORIZON-W Table | Hologic Inc (ECRI) | Not Available | Active | SHARON
SHX0198 | X-Ray Tube | X-Ray Tubes (ECRI) | Hologic Inc (ECRI) | MEL-00565 | MEL-00565 | Hologic Inc (ECRI) | 22091213 | Active | SHARON
SHX0199 | X-Ray Tubes | X-Ray Tubes (ECRI) | Spellman | XRB160PN1600X4233 | XRB160PN1600X4233 | Spellman | 139195301-A09573 | Active | SHARON
SHX0200 | Footswitch | Footswitches (ECRI) | Hologic Inc (ECRI) | Not Available | Not Available | Hologic Inc (ECRI) | Not Available | Active | SHARON
SHX0201 | Footswitch | Footswitches (ECRI) | Hologic Inc (ECRI) | Not Available | Not Available | Hologic Inc (ECRI) | Not Available | Active | SHARON
SHX0203 | Collimator, Gamma Camera | Collimators, Gamma Camera (ECRI) | Siemens Healthcare (ECRI) | 07332039 | 07332039 | Siemens Healthcare (ECRI) | 11927 | Active | SHARON
SHX0204 | Collimator, Gamma Camera | Collimators, Gamma Camera (ECRI) | Siemens Healthcare (ECRI) | 07332005 | MedEnergy Collimator | Siemens Healthcare (ECRI) | 18540 | Active | SHARON
SHX0205 | Phantom, CT | Phantoms, Computed Tomography (ECRI) | Gammex (ECRI) | 1-800-426-6391 | 1-800-426-6391 | Gammex (ECRI) | 80740-1320 | Active | SHARON
SHX0206 | Phantom, CT | Phantoms, Computed Tomography (ECRI) | Diagnomatic (ECRI) | 09-301 | Pro-MRI | Diagnomatic (ECRI) | Not Available | Active | SHARON
SHX0207 | Phantom, CT | Phantoms, Computed Tomography (ECRI) | Diagnomatic (ECRI) | 09-301 | Pro-MRI | Diagnomatic (ECRI) | Not Available | Active | SHARON
SHX0208 | Digital Thermometer | Thermometers (ECRI) | Fluke Biomedical (ECRI) | 07-402 | 07-402 | Fluke Biomedical (ECRI) | 365260 | Active | SHARON
SHX0209 | Phantom, CT | Phantoms, Computed Tomography (ECRI) | Diagnomatic (ECRI) | 09-301 | Pro-MRI | Diagnomatic (ECRI) | Not Available | Active | SHARON
SHX0210 | Collimator, Gamma Camera | Collimators, Gamma Camera (ECRI) | Siemens Healthcare (ECRI) | 07332005 | MedEnergy Collimator | Siemens Healthcare (ECRI) | 18538 | Active | SHARON
SHX0211 | Collimator, Gamma Camera | Collimators, Gamma Camera (ECRI) | Siemens Healthcare (ECRI) | 7331973 | 7331973 | Siemens Healthcare (ECRI) | 22987 | Active | SHARON
SHX0212 | Table, Imaging, Radiographic | Tables, Imaging, Radiographic/Fluoroscopic (ECRI) | Siemens Healthcare (ECRI) | 10759500 | 10759500 | Siemens Healthcare (ECRI) | 3746 | Active | SHARON
SHX0213 | Detector, X-Ray | Detectors, X-Ray, Digital Radiography (ECRI) | Siemens Healthcare (ECRI) | 10764254 | ASM-3/8 Inner Det | Siemens Healthcare (ECRI) | 3753008449 | Active | SHARON
SHX0214 | Detector, X-Ray | Detectors, X-Ray, Digital Radiography (ECRI) | Siemens Healthcare (ECRI) | 10764254 | ASM-3/8 Inner Det | Siemens Healthcare (ECRI) | 3753008443 | Active | SHARON
SHX0215 | Uninterruptible Power Supply | Power Systems, Uninterruptible (ECRI) | APC by Schneider (ECRI) | SMRT5KRMXLW-HW | SMRT5KRMXLW-HW | APC by Schneider (ECRI) | Not Available | Active | SHARON
SHX0216 | Thyroid Uptake System | Thyroid Uptake Systems (ECRI) | Capintec Inc (ECRI) | 5430-30154 | Captus 4000e | Capintec Inc (ECRI) | 941248 | Active | SHARON
SHX0217 | Uninterruptible Power Supply | Power Systems, Uninterruptible (ECRI) | APC by Schneider (ECRI) | BE500G | BE500G | APC by Schneider (ECRI) | 4B1349P33697 | Active | SHARON
SHX0218 | Radioaerosol Administration | Radioaerosol Administration Sets (ECRI) | Medi-Nuclear Corp (MNC) (ECRI) | IV-601 | Insta/Vent | Medi-Nuclear Corp (MNC) (ECRI) | Not Available | Active | SHARON
SHX0219 | Phantom | Phantoms (ECRI) | Biodex Medical Systems (ECRI) | Neck Phantom | Thyroid Uptake | Biodex Medical Systems (ECRI) | 043-365 | Active | SHARON
SHX0220 | Phantom, CT | Phantoms, Computed Tomography (ECRI) | Diagnomatic (ECRI) | 09-301 | Pro-MRI | Diagnomatic (ECRI) | I-MM-000239 | Active | SHARON
SHX0228 | Probe, Ultrasound | Probes, Ultrasound (ECRI) | BK Medical (ECRI) | 8808e | 8808e | BK Medical (ECRI) | 1889070 | Active | SHARON
SHX0229 | Printer | Printers (ECRI) | Sony Electronics (ECRI) | UP-D897 | UP-D897 | Sony Electronics (ECRI) | 139078 | Active | SHARON
SHX0230 | Scanning System, Ultrasound | Scanning Systems, Ultrasound (ECRI) | BK Medical (ECRI) | 1202 | Flex Focus | BK Medical (ECRI) | 1891928 | Active | SHARON
SHX0231 | Scanning System, Ultrasound | Scanning Systems, Ultrasound (ECRI) | Siemens Healthcare (ECRI) | X700 | ACUSON X700 | Siemens Healthcare (ECRI) | 361409 | Active | SHARON
SHX0232 | Probe, Ultrasound | Probes, Ultrasound (ECRI) | Siemens Healthcare (ECRI) | EC9-4w | EC9-4w | Siemens Healthcare (ECRI) | BL71783 | Active | SHARON
SHX0233 | Probe, Ultrasound | Probes, Ultrasound (ECRI) | Siemens Healthcare (ECRI) | 6C2 | 6C2 | Siemens Healthcare (ECRI) | Not Available | Active | SHARON
SHX0234 | Probe, Ultrasound | Probes, Ultrasound (ECRI) | Siemens Healthcare (ECRI) | MC9-4 | MC9-4 | Siemens Healthcare (ECRI) | BK40628 | Active | SHARON