## Mass Assets - 814
TAG_NUMBER | DESCRIPTION | TYPE_DESC | MANUFACTURER_DESC | MODEL_NUM | EQU_MODEL_NAME | ORIG_MANUFACTURER_DESC | SERIAL_NUM | EQU_STATUS_DESC | FACILITY
DH03421 | i-Stat Battery/Dock Charger | Battery/Dock Chargers (ECRI) | Abbott Point of Care Div (ECRI | DRC-300 | DRC-300 | Abbott Point of Care Div (ECRI | DRC-81424 | Active | MPEAST
DH06786 | Battery/Dock Charger | Battery/Dock Chargers (ECRI) | Abbott Laboratories Inc (ECRI) | DRC-300 | DRC-300 | Abbott Laboratories Inc (ECRI) | DRC-75446 | Active | MPEAST
DH08017 | Wheelchair | Wheelchairs (ECRI) | Not Available | Not Available | Not Available | Not Available | Not Available | Active | MPEAST
DH08018 | Battery/Dock Chargers | Battery/Dock Chargers (ECRI) | Welch Allyn Inc (ECRI) | 7114x | Universal Charger | Welch Allyn Inc (ECRI) | Not Available | Active | MPEAST
DH08019 | Doppler | Detectors, Blood Flow, Ultrasonic (ECRI) | Summit Appliance (ECRI) | Not Available | Not Available | Welch Allyn Inc (ECRI) | Not Available | Active | MPEAST
DH08020 | Sphygmomanometer | Sphygmomanometers (ECRI) | American Diagnostic Corp(ECRI) | CE0197 | CE0197 | AMERICAN DIAGNOSTIC CORP. | 17167674 | Active | MPEAST
DH08021 | Scale | Scales (ECRI) | Rice Lake Weighing Sys (ECRI) | H150-10-5 |  | Rice Lake Weighing Sys (ECRI) | 080117C159703 | Active | MPEAST
DH08022 | Table, Examination/Treatment | Tables, Examination/Treatment (ECRI) | Midmark Corp (ECRI) | 625-001 | 625-001 | Midmark Corp (ECRI) | V1959841 | Active | MPEAST
DH08023 | Sphygmomanometer | Sphygmomanometers (ECRI) | Welch Allyn Inc (ECRI) | CE0297 | CE0297 | Welch Allyn Inc (ECRI) | 180112091995 | Active | MPEAST
DH08024 | GS Integrated Wall System | Ophthalmoscope/Otoscope/Vital Signs Measuring Systems (ECRI) | Welch Allyn Inc (ECRI) | 767 Series | 767 Series | Welch Allyn Inc (ECRI) | Not Available | Active | MPEAST
DH08025 | Thermometer, Electronic | Thermometers, Electronic (ECRI) | Welch Allyn Inc (ECRI) | 690 | SureTemp Plus | Welch Allyn Inc (ECRI) | 18023543 | Active | MPEAST
DH08026 | Freezer | Freezers (ECRI) | American BioTech Supply (ECRI) | PH-ABT-HC-UCBI-0420S | PH-ABT-HC-UCBI-0420S | American BioTech Supply (ECRI) | HQ-ABS-16J1658-1610 | Active | MPEAST
DH08027 | Refrigerator, Medication | Refrigerators (ECRI) | American BioTech Supply (ECRI) | PH-ABT-HC-10PG | PH-ABT-HC-10PG | American BioTech Supply (ECRI) | ABS-951703280747PW-G-1808 | Active | MPEAST
DH08028 | Electrocardiograph | Electrocardiographs, Multichannel (ECRI) | GE Healthcare (ECRI) | MAC 5500 | MAC 5500 | GE Healthcare (ECRI) | SCD11440483PA | Active | MPEAST
DH08029 | Module, Electrocardiographs | Modules, Electrocardiographs (ECRI) | GE Healthcare (ECRI) | 900995-003 | CAM HD | GE Healthcare (ECRI) | RNC12517215PA | Active | MPEAST
DH08030 | Scale, Floor | Scales, Floor (ECRI) | Pelstar (Health-O-Meter)(ECRI) | 500KL | 500KL | Pelstar (Health-O-Meter)(ECRI) | 5000098663 | Active | MPEAST
DH08031 | Chair, Examination/Treatment | Chairs, Examination/Treatment (ECRI) | Midmark Corp (ECRI) | 626-001 | 626-001 | Midmark Corp (ECRI) | V2729832 | Active | MPEAST
DH08034 | Monitor, Vital Signs | Monitors, Vital Signs (ECRI) | Welch Allyn Inc (ECRI) | 75MT | Connex Spot Monitor | Welch Allyn Inc (ECRI) | 1000056632622 | Active | MPEAST
DH08035 | Table, Examination/Treatment | Tables, Examination/Treatment (ECRI) | Midmark Corp (ECRI) | 204-001 | 204-001 | Midmark Corp (ECRI) | V596761 | Active | MPEAST
DH08036 | GS Integrated Wall System | Ophthalmoscope/Otoscope/Vital Signs Measuring Systems (ECRI) | Welch Allyn Inc (ECRI) | 767 Series | 767 Series | Welch Allyn Inc (ECRI) | Not Available | Active | MPEAST
DH08037 | Sphygmomanometer | Sphygmomanometers (ECRI) | Welch Allyn Inc (ECRI) | CE0297 | CE0297 | Welch Allyn Inc (ECRI) | 070727133358 | Active | MPEAST
DH08038 | Audiometer | Audiometers (ECRI) | Welch Allyn Inc (ECRI) | AM282 | AM282 | Welch Allyn Inc (ECRI) | GS0091700 | Active | MPEAST
DH08039 | Module, Electrocardiograph | Modules, Electrocardiographs (ECRI) | Welch Allyn Inc (ECRI) | AM12 | AM12 | Welch Allyn Inc (ECRI) | 122370000513 | Active | MPEAST
DH08040 | Thermometer, Electronic | Thermometers, Electronic (ECRI) | Welch Allyn Inc (ECRI) | 690 | SureTemp Plus | Welch Allyn Inc (ECRI) | 19350843 | Active | MPEAST
DH08041 | GS Integrated Wall System | Ophthalmoscope/Otoscope/Vital Signs Measuring Systems (ECRI) | Welch Allyn Inc (ECRI) | 767 Series | 767 Series | Welch Allyn Inc (ECRI) | Not Available | Active | MPEAST
DH08042 | Sphygmomanometer | Sphygmomanometers (ECRI) | Welch Allyn Inc (ECRI) | CE0297 | CE0297 | Welch Allyn Inc (ECRI) | 060919183426 | Active | MPEAST
DH08043 | Table, Examination/Treatment | Tables, Examination/Treatment (ECRI) | Midmark Corp (ECRI) | 100-023 | 100-023 | Midmark Corp (ECRI) | CD089495 | Active | MPEAST
DH08044 | Scale, Infant | Scales, Infant (ECRI) | Pelstar (Health-O-Meter)(ECRI) | 553KL | 553KL | Pelstar (Health-O-Meter)(ECRI) | 5530037211 | Active | MPEAST
DH08045 | Thermometer, Electronic | Thermometers, Electronic (ECRI) | Welch Allyn Inc (ECRI) | 690 | SureTemp Plus | Welch Allyn Inc (ECRI) | 18491094 | Active | MPEAST
DH08046 | Battery/Dock Charger | Battery/Dock Chargers (ECRI) | Welch Allyn Inc (ECRI) | 719-DSK | 719-DSK | Welch Allyn Inc (ECRI) | Not Available | Active | MPEAST
DH08047 | Monitor, Vital Signs | Monitors, Vital Signs (ECRI) | Welch Allyn Inc (ECRI) | 75MT | Connex Spot Monitor | Welch Allyn Inc (ECRI) | 100028761624 | Active | MPEAST
DH08048 | Scale, Floor | Scales, Floor (ECRI) | Pelstar (Health-O-Meter)(ECRI) | 500KL | 500KL | Pelstar (Health-O-Meter)(ECRI) | 5000096986 | Active | MPEAST
DH08049 | Table, Examination/Treatment | Tables, Examination/Treatment (ECRI) | Midmark Corp (ECRI) | 204-001 | 204-001 | Midmark Corp (ECRI) | V424912 | Active | MPEAST
DH08050 | Thermometer, Electronic | Thermometers, Electronic (ECRI) | Welch Allyn Inc (ECRI) | 690 | SureTemp Plus | Welch Allyn Inc (ECRI) | 10202609 | Active | MPEAST
DH08051 | GS Integrated Wall System | Ophthalmoscope/Otoscope/Vital Signs Measuring Systems (ECRI) | Welch Allyn Inc (ECRI) | 767 Series | 767 Series | Welch Allyn Inc (ECRI) | Not Available | Active | MPEAST
DH08052 | Sphygmomanometer | Sphygmomanometers (ECRI) | Welch Allyn Inc (ECRI) | CE0297 | CE0297 | Welch Allyn Inc (ECRI) | 060810183729 | Active | MPEAST
DH08054 | Thermometer, Electronic | Thermometers, Electronic (ECRI) | Welch Allyn Inc (ECRI) | 690 | SureTemp Plus | Welch Allyn Inc (ECRI) | 18515032 | Active | MPEAST
DH08055 | GS Integrated Wall System | Ophthalmoscope/Otoscope/Vital Signs Measuring Systems (ECRI) | Welch Allyn Inc (ECRI) | 767 Series | 767 Series | Welch Allyn Inc (ECRI) | Not Available | Active | MPEAST
DH08056 | Sphygmomanometer | Sphygmomanometers (ECRI) | Welch Allyn Inc (ECRI) | Tycos | Tycos | Welch Allyn Inc (ECRI) | 9604301741 | Active | MPEAST
DH08057 | Table, Examination/Treatment | Tables, Examination/Treatment (ECRI) | Midmark Corp (ECRI) | 100-023 | 100-023 | Midmark Corp (ECRI) | CD085552 | Active | MPEAST
DH08058 | Chair, Examination/Treatment | Chairs, Examination/Treatment (ECRI) | Midmark Corp (ECRI) | 626-001 | 626-001 | Midmark Corp (ECRI) | V2729998 | Active | MPEAST
DH08059 | GS Integrated Wall System | Ophthalmoscope/Otoscope/Vital Signs Measuring Systems (ECRI) | Welch Allyn Inc (ECRI) | 767 Series | 767 Series | Welch Allyn Inc (ECRI) | Not Available | Active | MPEAST
DH08060 | Sphygmomanometer | Sphygmomanometers (ECRI) | Welch Allyn Inc (ECRI) | Tycos | Tycos | Welch Allyn Inc (ECRI) | 9604302075 | Active | MPEAST
DH08061 | Thermometer, Electronic | Thermometers, Electronic (ECRI) | Welch Allyn Inc (ECRI) | 690 | SureTemp Plus | Welch Allyn Inc (ECRI) | 18232839 | Active | MPEAST
DH08062 | Scale, Floor | Scales, Floor (ECRI) | Pelstar (Health-O-Meter)(ECRI) | 500KL | 500KL | Pelstar (Health-O-Meter)(ECRI) | 5000097189 | Active | MPEAST
DH08063 | Defibrillator, External, Auto | Defibrillators, External, Auto (ECRI) | ZOLL Medical Corp (ECRI) | AED Plus | AED Plus | ZOLL Medical Corp (ECRI) | X23H684299 | Active | MPEAST
DH08064 | Defibrillator, External, Auto | Defibrillators, External, Auto (ECRI) | ZOLL Medical Corp (ECRI) | AED Plus | AED Plus | ZOLL Medical Corp (ECRI) | X23J711316 | Active | MPEAST
DH08065 | Oximeter, Pulse | Oximeters, Pulse (ECRI) | Masimo Corp (ECRI) | Rad-5v | Rad-5v | Masimo Corp (ECRI) | N87276 | Active | MPEAST
DH08066 | Oximeter, Pulse | Oximeters, Pulse (ECRI) | GE Healthcare (ECRI) | 6051-0000-187 | TUFFSAT | GE Healthcare (ECRI) | FCB11450321SA | Active | MPEAST
DH08067 | Battery/Dock Charger | Battery/Dock Chargers (ECRI) | Welch Allyn Inc (ECRI) | 719-DSK | 719-DSK | Welch Allyn Inc (ECRI) | Not Available | Active | MPEAST
DH08068 | Chair, Examination/Treatment | Chairs, Examination/Treatment (ECRI) | Midmark Corp (ECRI) | 626-001 | 626-001 | Midmark Corp (ECRI) | V2729711 | Active | MPEAST
DH08069 | Sphygmomanometer | Sphygmomanometers (ECRI) | Welch Allyn Inc (ECRI) | Tycos | Tycos | Welch Allyn Inc (ECRI) | 9604301736 | Active | MPEAST
DH08070 | GS Integrated Wall System | Ophthalmoscope/Otoscope/Vital Signs Measuring Systems (ECRI) | Welch Allyn Inc (ECRI) | 767 Series | 767 Series | Welch Allyn Inc (ECRI) | Not Available | Active | MPEAST
DH08071 | Q-Stress Workstation | Stress Exercise, Cardiac (ECRI) | Welch Allyn Inc (ECRI) | Q-Stress | TM55 | Welch Allyn Inc (ECRI) | 116400529522 | Active | MPEAST
DH08072 | Treadmill | Exercisers, Treadmills (ECRI) | Welch Allyn Inc (ECRI) | Q-Stress | TM55 | Welch Allyn Inc (ECRI) | 116390529066 | Active | MPEAST
DH08073 | Sphygmomanometer, Electronic | Sphygmomanometers, Electronic, Automatic (ECRI) | SunTech Medical Inc (ECRI) | Tango+ | Tango+ | SunTech Medical Inc (ECRI) | 00019437 | Active | MPEAST
DH08074 | Stretcher, Mobile | Stretchers, Mobile, Hospital (ECRI) | MAC Medical Inc (ECRI) | PT1001 | PT1001 | MAC Medical Inc (ECRI) | Not Available | Active | MPEAST
DH08075 | Module, Electrocardiograph | Modules, Electrocardiographs (ECRI) | Welch Allyn Inc (ECRI) | WAM | EKG WAM | Welch Allyn Inc (ECRI) | 124190001382 | Active | MPEAST
DH08076 | Sphygmomanometer | Sphygmomanometers (ECRI) | McKesson Medical-Surg (ECRI) | Not Available | Not Available | McKesson Medical-Surg (ECRI) | 08059346 | Active | MPEAST
DH08077 | Mixer-Activation Device | Mixers (ECRI) | Lantheus Medical Imaging (ECRI | 515030-0508 | VIALMIX | Lantheus Medical Imaging (ECRI | 45222601 | Active | MPEAST
DH08078 | Sphygmomanometer | Sphygmomanometers (ECRI) | McKesson Medical-Surg (ECRI) | Not Available | Not Available | McKesson Medical-Surg (ECRI) | 8058315 | Active | MPEAST
DH08079 | Chair, Examination/Treatment | Chairs, Examination/Treatment (ECRI) | Midmark Corp (ECRI) | 604-002 | 604-002 | Midmark Corp (ECRI) | V994909 | Active | MPEAST
DH08081 | Scale, Floor | Scales, Floor (ECRI) | Pelstar (Health-O-Meter)(ECRI) | 500KL | 500KL | Pelstar (Health-O-Meter)(ECRI) | 2418 | Active | MPEAST
DH08082 | Module, Electrocardiograph | Modules, Electrocardiographs (ECRI) | Welch Allyn Inc (ECRI) | WAM | EKG WAM | Welch Allyn Inc (ECRI) | 121410000618 | Active | MPEAST
DH08083 | TABLE, EXAM | DAN_TABLE, EXAM | HAMILTON MEDICAL FURNITURE | E Series | E Series | HAMILTON MEDICAL FURNITURE | R000760 | Active | MPEAST
DH08084 | Sphygmomanometer, Aneroid | Sphygmomanometers, Aneroid (ECRI) | Henry Schein Inc (ECRI) | CE0473 | CE0473 | Henry Schein Inc (ECRI) | 17008241 | Active | MPEAST
DH08085 | Scale, Floor | Scales, Floor (ECRI) | Pelstar (Health-O-Meter)(ECRI) | 500KL | 500KL | Pelstar (Health-O-Meter)(ECRI) | 5000011342 | Active | MPEAST
DH08086 | Electrocardiograph | Electrocardiographs, Multichannel (ECRI) | GE Healthcare (ECRI) | MAC 5500 | MAC 5500 | GE Healthcare (ECRI) | SCD07329322PA | Active | MPEAST
DH08087 | Module, Electrocardiographs | Modules, Electrocardiographs (ECRI) | GE Healthcare (ECRI) | CAM-14 | CAM-14 | GE Healthcare (ECRI) | SK914047572PA | Active | MPEAST
DH08089 | Tables, Examination/Treatment | Tables, Examination/Treatment (ECRI) | ENOCHS Examining (ECRI) | EXAM | EXAM | ENOCHS Examining (ECRI) | Not Available | Active | MPEAST
DH08090 | Sphygmomanometer, Aneroid | Sphygmomanometers, Aneroid (ECRI) | Henry Schein Inc (ECRI) | CE0473 | CE0473 | Henry Schein Inc (ECRI) | 17008220 | Active | MPEAST
DH08091 | Scale, Floor | Scales, Floor (ECRI) | Pelstar (Health-O-Meter)(ECRI) | 500KL | 500KL | Pelstar (Health-O-Meter)(ECRI) | 5000140289 | Active | MPEAST
DH08092 | Table, Examination/Treatment | Tables, Examination/Treatment (ECRI) | Brewer Co (ECRI) | Access PH57 | Access PH57 | Brewer Co (ECRI) | ET004845 | Active | MPEAST
DH08093 | Sphygmomanometer, Aneroid | Sphygmomanometers, Aneroid (ECRI) | Henry Schein Inc (ECRI) | CE0473 | CE0473 | Henry Schein Inc (ECRI) | 7008260 | Active | MPEAST
DH08094 | Scale, Floor | Scales, Floor (ECRI) | Pelstar (Health-O-Meter)(ECRI) | 500KL | 500KL | Pelstar (Health-O-Meter)(ECRI) | 5000011330 | Active | MPEAST
DH08095 | Table, Examination/Treatment | Tables, Examination/Treatment (ECRI) | ENOCHS Examining (ECRI) | EL PAK 1000 | EL PAK 1000 | ENOCHS Examining (ECRI) | Not Available | Active | MPEAST
DH08096 | Sphygmomanometer, Aneroid | Sphygmomanometers, Aneroid (ECRI) | Henry Schein Inc (ECRI) | CE0473 | CE0473 | Henry Schein Inc (ECRI) | 22013264 | Active | MPEAST
DH08097 | Scale, Floor | Scales, Floor (ECRI) | Pelstar (Health-O-Meter)(ECRI) | 500KL | 500KL | Pelstar (Health-O-Meter)(ECRI) | 5000016641 | Active | MPEAST
DH08098 | Wheelchair | Wheelchairs, Mechanical (ECRI) | Invacare Corp (ECRI) | E118FF080 | E118FF080 | Invacare Corp (ECRI) | 92JM28945 | Active | MPEAST
DH08099 | Defibrillator, External, Auto | Defibrillators, External, Auto (ECRI) | ZOLL Medical Corp (ECRI) | AED Plus | AED Plus | ZOLL Medical Corp (ECRI) | X23J709139 | Active | MPEAST
DH08844 | Analyzer, POC, Whole Blood | Analyzers, Point-of-Care, Whole Blood (ECRI) | Abbott Laboratories Inc (ECRI) | Afinion 2 | Afinion 2 | Abbott Laboratories Inc (ECRI) | AF20061617 | Active | MPEAST
DH08845 | Analyzer, Glucose | Analyzers, Point-Of-Care, Whole Blood, Glucose (ECRI) | HemoCue AB (ECRI) | Glucose 201 | Glucose 201 | HemoCue AB (ECRI) | 2034119005 | Active | MPEAST
DH08846 | Table, Examination/Treatment | Tables, Examination/Treatment (ECRI) | Midmark Corp (ECRI) | 104-037-201 | 104-037-201 | Midmark Corp (ECRI) | KE063193 | Active | MPEAST
DH08847 | Chair, Examination/Treatment | Chairs, Examination/Treatment (ECRI) | Midmark Corp (ECRI) | 630-005 | 630-005 | Midmark Corp (ECRI) | V604731 | Active | MPEAST
DH08848 | Table, Examination/Treatment | Tables, Examination/Treatment (ECRI) | Midmark Corp (ECRI) | 204-001 | 204-001 | Midmark Corp (ECRI) | V1530100 | Active | MPEAST
DH08849 | Sphygmomanometer | Sphygmomanometers (ECRI) | Welch Allyn Inc (ECRI) | CE0297 | CE0297 | Welch Allyn Inc (ECRI) | 150225062795 | Active | MPEAST
DH08850 | GS Integrated Wall System | Ophthalmoscope/Otoscopes (ECRI) | Welch Allyn Inc (ECRI) | 408282 | Green Series 777 | Welch Allyn Inc (ECRI) | Not Available | Active | MPEAST
DH08932 | Table, Examination/Treatment | Tables, Examination/Treatment (ECRI) | Midmark Corp (ECRI) | 104-037-201 | 104-037-201 | Midmark Corp (ECRI) | KE063194 | Active | MPEAST
DH08933 | Sphygmomanometer | Sphygmomanometers (ECRI) | Welch Allyn Inc (ECRI) | CE0297 | CE0297 | Welch Allyn Inc (ECRI) | 140507082405 | Active | MPEAST
DH08934 | GS Integrated Wall System | Ophthalmoscope/Otoscopes (ECRI) | Welch Allyn Inc (ECRI) | 408282 | Green Series 777 | Welch Allyn Inc (ECRI) | Not Available | Active | MPEAST
DH08935 | Thermometer, Electronic | Thermometers, Electronic (ECRI) | Welch Allyn Inc (ECRI) | 690 | SureTemp Plus | Welch Allyn Inc (ECRI) | 13281721 | Active | MPEAST
DH08936 | GS Integrated Wall System | Ophthalmoscope/Otoscopes (ECRI) | Welch Allyn Inc (ECRI) | 408282 | Green Series 777 | Welch Allyn Inc (ECRI) | Not Available | Active | MPEAST
DH08937 | Sphygmomanometer | Sphygmomanometers (ECRI) | Welch Allyn Inc (ECRI) | CE0297 | CE0297 | Welch Allyn Inc (ECRI) | 130404214506 | Active | MPEAST
DH08938 | Table, Examination/Treatment | Tables, Examination/Treatment (ECRI) | Midmark Corp (ECRI) | 104 | 104 | Midmark Corp (ECRI) | KE063179 | Active | MPEAST
DH08939 | Sphygmomanometer | Sphygmomanometers (ECRI) | Welch Allyn Inc (ECRI) | CE0297 | CE0297 | Welch Allyn Inc (ECRI) | 1305230916616 | Active | MPEAST
DH08940 | GS Integrated Wall System | Ophthalmoscope/Otoscopes (ECRI) | Welch Allyn Inc (ECRI) | 408282 | Green Series 777 | Welch Allyn Inc (ECRI) | Not Available | Active | MPEAST
DH08941 | Thermometer, Electronic | Thermometers, Electronic (ECRI) | Welch Allyn Inc (ECRI) | 690 | SureTemp Plus | Welch Allyn Inc (ECRI) | 13281711 | Active | MPEAST
DH08942 | Sphygmomanometer | Sphygmomanometers (ECRI) | Welch Allyn Inc (ECRI) | CE0297 | CE0297 | Welch Allyn Inc (ECRI) | 130228082416 | Active | MPEAST
DH08943 | GS Integrated Wall System | Ophthalmoscope/Otoscopes (ECRI) | Welch Allyn Inc (ECRI) | 408282 | Green Series 777 | Welch Allyn Inc (ECRI) | Not Available | Active | MPEAST
DH08944 | Table, Examination/Treatment | Tables, Examination/Treatment (ECRI) | Midmark Corp (ECRI) | 104-037-201 | 104-037-201 | Midmark Corp (ECRI) | KE063361 | Active | MPEAST
DH08945 | Table, Examination/Treatment | Tables, Examination/Treatment (ECRI) | Midmark Corp (ECRI) | 104 | 104 | Midmark Corp (ECRI) | KE063195 | Active | MPEAST
DH08946 | Table, Examination/Treatment | Tables, Examination/Treatment (ECRI) | Midmark Corp (ECRI) | 625-395121 | 625-395121 | Midmark Corp (ECRI) | V1453529 | Active | MPEAST
DH08947 | Thermometer, Electronic | Thermometers, Electronic (ECRI) | Welch Allyn Inc (ECRI) | 690 | SureTemp Plus | Welch Allyn Inc (ECRI) | 13281731 | Active | MPEAST
DH08948 | GS Integrated Wall System | Ophthalmoscope/Otoscopes (ECRI) | Welch Allyn Inc (ECRI) | 408282 | Green Series 777 | Welch Allyn Inc (ECRI) | Not Available | Active | MPEAST
DH08949 | Sphygmomanometer | Sphygmomanometers (ECRI) | Welch Allyn Inc (ECRI) | CE0297 | CE0297 | Welch Allyn Inc (ECRI) | 130408093976 | Active | MPEAST
DH08950 | Table, Examination/Treatment | Tables, Examination/Treatment (ECRI) | Midmark Corp (ECRI) | 204-001 | 204-001 | Midmark Corp (ECRI) | V1530083 | Active | MPEAST
DH08951 | Thermometer, Electronic | Thermometers, Electronic (ECRI) | Welch Allyn Inc (ECRI) | 690 | SureTemp Plus | Welch Allyn Inc (ECRI) | 14170096 | Active | MPEAST
DH08952 | GS Integrated Wall System | Ophthalmoscope/Otoscopes (ECRI) | Welch Allyn Inc (ECRI) | 408282 | Green Series 777 | Welch Allyn Inc (ECRI) | Not Available | Active | MPEAST
DH08953 | Sphygmomanometer | Sphygmomanometers (ECRI) | Welch Allyn Inc (ECRI) | CE0297 | CE0297 | Welch Allyn Inc (ECRI) | 130523093216 | Active | MPEAST
DH08954 | Table, Examination/Treatment | Tables, Examination/Treatment (ECRI) | Midmark Corp (ECRI) | 100-037 | 100-037 | Midmark Corp (ECRI) | KE028866 | Active | MPEAST
DH08955 | Thermometer, Electronic | Thermometers, Electronic (ECRI) | Welch Allyn Inc (ECRI) | 690 | SureTemp Plus | Welch Allyn Inc (ECRI) | 13282023 | Active | MPEAST
DH08956 | GS Integrated Wall System | Ophthalmoscope/Otoscopes (ECRI) | Welch Allyn Inc (ECRI) | 408282 | Green Series 777 | Welch Allyn Inc (ECRI) | Not Available | Active | MPEAST
DH08957 | Sphygmomanometer | Sphygmomanometers (ECRI) | Welch Allyn Inc (ECRI) | CE0297 | CE0297 | Welch Allyn Inc (ECRI) | 130523092886 | Active | MPEAST
DH08958 | Thermometer, Electronic | Thermometers, Electronic (ECRI) | Welch Allyn Inc (ECRI) | 690 | SureTemp Plus | Welch Allyn Inc (ECRI) | 13290111 | Active | MPEAST
DH08959 | Scale, Floor | Scales, Floor (ECRI) | Welch Allyn Inc (ECRI) | 5002-XX | Stand-On Scale | Welch Allyn Inc (ECRI) | 5002-26145 | Active | MPEAST
DH08960 | Table, Examination/Treatment | Tables, Examination/Treatment (ECRI) | Midmark Corp (ECRI) | 204-001 | 204-001 | Midmark Corp (ECRI) | V1530115 | Active | MPEAST
DH08961 | Thermometer, Electronic | Thermometers, Electronic (ECRI) | Welch Allyn Inc (ECRI) | 690 | SureTemp Plus | Welch Allyn Inc (ECRI) | 13281729 | Active | MPEAST
DH08963 | Sphygmomanometer | Sphygmomanometers (ECRI) | Welch Allyn Inc (ECRI) | CE0297 | CE0297 | Welch Allyn Inc (ECRI) | 130408153016 | Active | MPEAST
DH08964 | Chair, Examination/Treatment | Chairs, Examination/Treatment (ECRI) | Midmark Corp (ECRI) | 630-003 | 630-003 | Midmark Corp (ECRI) | V567361 | Active | MPEAST
DH08965 | Sphygmomanometer | Sphygmomanometers (ECRI) | Welch Allyn Inc (ECRI) | CE0297 | CE0297 | Welch Allyn Inc (ECRI) | 130408090416 | Active | MPEAST
DH08967 | Thermometer, Electronic | Thermometers, Electronic (ECRI) | Welch Allyn Inc (ECRI) | 690 | SureTemp Plus | Welch Allyn Inc (ECRI) | 13281948 | Active | MPEAST
DH08968 | Thermometer, Electronic | Thermometers, Electronic (ECRI) | Welch Allyn Inc (ECRI) | 690 | SureTemp Plus | Welch Allyn Inc (ECRI) | 13281758 | Active | MPEAST
DH08970 | Sphygmomanometer | Sphygmomanometers (ECRI) | Welch Allyn Inc (ECRI) | CE0297 | CE0297 | Welch Allyn Inc (ECRI) | 130404214496 | Active | MPEAST
DH08971 | Table, Examination/Treatment | Tables, Examination/Treatment (ECRI) | Midmark Corp (ECRI) | 204-001 | 204-001 | Midmark Corp (ECRI) | V1520016 | Active | MPEAST
DH08972 | Sphygmomanometer | Sphygmomanometers (ECRI) | Welch Allyn Inc (ECRI) | CE0297 | CE0297 | Welch Allyn Inc (ECRI) | 130523092036 | Active | MPEAST
DH08973 | GS Integrated Wall System | Ophthalmoscope/Otoscopes (ECRI) | Welch Allyn Inc (ECRI) | 408282 | Green Series 777 | Welch Allyn Inc (ECRI) | Not Available | Active | MPEAST
DH08974 | Thermometer, Electronic | Thermometers, Electronic (ECRI) | Welch Allyn Inc (ECRI) | 690 | SureTemp Plus | Welch Allyn Inc (ECRI) | 13290112 | Active | MPEAST
DH08975 | Thermometer, Electronic | Thermometers, Electronic (ECRI) | Welch Allyn Inc (ECRI) | 690 | SureTemp Plus | Welch Allyn Inc (ECRI) | 13290116 | Active | MPEAST
DH08976 | GS Integrated Wall System | Ophthalmoscope/Otoscopes (ECRI) | Welch Allyn Inc (ECRI) | 408282 | Green Series 777 | Welch Allyn Inc (ECRI) | Not Available | Active | MPEAST
DH08977 | Sphygmomanometer | Sphygmomanometers (ECRI) | Welch Allyn Inc (ECRI) | CE0297 | CE0297 | Welch Allyn Inc (ECRI) | 130227084046 | Active | MPEAST
DH08978 | Table, Examination/Treatment | Tables, Examination/Treatment (ECRI) | Midmark Corp (ECRI) | 204-001 | 204-001 | Midmark Corp (ECRI) | V1530068 | Active | MPEAST
DH08979 | Thermometer, Electronic | Thermometers, Electronic (ECRI) | Welch Allyn Inc (ECRI) | 690 | SureTemp Plus | Welch Allyn Inc (ECRI) | Not Available | Active | MPEAST
DH08980 | GS Integrated Wall System | Ophthalmoscope/Otoscopes (ECRI) | Welch Allyn Inc (ECRI) | 408282 | Green Series 777 | Welch Allyn Inc (ECRI) | Not Available | Active | MPEAST
DH08981 | Sphygmomanometer | Sphygmomanometers (ECRI) | Welch Allyn Inc (ECRI) | CE0297 | CE0297 | Welch Allyn Inc (ECRI) | 130408084706 | Active | MPEAST
DH08982 | Table, Examination/Treatment | Tables, Examination/Treatment (ECRI) | Midmark Corp (ECRI) | 204-001 | 204-001 | Midmark Corp (ECRI) | V1396214 | Active | MPEAST
DH08984 | Defibrillator, External, Auto | Defibrillators, External, Auto (ECRI) | ZOLL Medical Corp (ECRI) | AED Plus | AED Plus | ZOLL Medical Corp (ECRI) | X23J710237 | Active | MPEAST
DH08986 | Table, Examination/Treatment | Tables, Examination/Treatment (ECRI) | Midmark Corp (ECRI) | 204-001 | 204-001 | Midmark Corp (ECRI) | V1530105 | Active | MPEAST
DH08987 | Thermometer, Electronic | Thermometers, Electronic (ECRI) | Welch Allyn Inc (ECRI) | 690 | SureTemp Plus | Welch Allyn Inc (ECRI) | 13281789 | Active | MPEAST
DH08988 | Ophthalmoscope/Otoscope | Ophthalmoscope/Otoscopes (ECRI) | Welch Allyn Inc (ECRI) | Not Available | Not Available | Welch Allyn Inc (ECRI) | Not Available | Active | MPEAST
DH08989 | Sphygmomanometer | Sphygmomanometers (ECRI) | Welch Allyn Inc (ECRI) | CE0297 | CE0297 | Welch Allyn Inc (ECRI) | 130227090426 | Active | MPEAST
DH08990 | Scale, Floor | Scales, Floor (ECRI) | Pelstar (Health-O-Meter)(ECRI) | 500KL | 500KL | Pelstar (Health-O-Meter)(ECRI) | 5000168643 | Active | MPEAST
DH08991 | Defibrillator, External, Auto | Defibrillators, External, Auto (ECRI) | ZOLL Medical Corp (ECRI) | AED Plus | AED Plus | ZOLL Medical Corp (ECRI) | X23J711309 | Active | MPEAST
DH08992 | Thermometer, Electronic | Thermometers, Electronic (ECRI) | Welch Allyn Inc (ECRI) | 690 | SureTemp Plus | Welch Allyn Inc (ECRI) | Not Available | Active | MPEAST
DH08993 | GS Integrated Wall System | Ophthalmoscope/Otoscopes (ECRI) | Welch Allyn Inc (ECRI) | 408282 | Green Series 777 | Welch Allyn Inc (ECRI) | Not Available | Active | MPEAST
DH08994 | Table, Examination/Treatment | Tables, Examination/Treatment (ECRI) | Midmark Corp (ECRI) | 204-011 | 204-011 | Midmark Corp (ECRI) | V2147844 | Active | MPEAST
DH08995 | Sphygmomanometer | Sphygmomanometers (ECRI) | Welch Allyn Inc (ECRI) | CE0297 | CE0297 | Welch Allyn Inc (ECRI) | 190104101665 | Active | MPEAST
DH08996 | Scale, Floor | Scales, Floor (ECRI) | Pelstar (Health-O-Meter)(ECRI) | 500KL | 500KL | Pelstar (Health-O-Meter)(ECRI) | 5000171585 | Active | MPEAST
DH08997 | Table, Examination/Treatment | Tables, Examination/Treatment (ECRI) | Midmark Corp (ECRI) | 204-011 | 204-011 | Midmark Corp (ECRI) | V2146936 | Active | MPEAST
DH08998 | Thermometer, Electronic | Thermometers, Electronic (ECRI) | Welch Allyn Inc (ECRI) | 690 | SureTemp Plus | Welch Allyn Inc (ECRI) | Not Available | Active | MPEAST
DH08999 | GS Integrated Wall System | Ophthalmoscope/Otoscopes (ECRI) | Welch Allyn Inc (ECRI) | 408282 | Green Series 777 | Welch Allyn Inc (ECRI) | Not Available | Active | MPEAST
DH09000 | Sphygmomanometer | Sphygmomanometers (ECRI) | Welch Allyn Inc (ECRI) | CE0297 | CE0297 | Welch Allyn Inc (ECRI) | 181120125455 | Active | MPEAST
DH09001 | Centrifuge, Tabletop | Centrifuges, Tabletop (ECRI) | Drucker Diagnostics (ECRI) | 642E Drucker | 642E Drucker | Drucker Diagnostics (ECRI) | 520410-129 | Active | MPEAST
DH09002 | Analyzer, Glucose | Analyzers, Point-Of-Care, Whole Blood, Glucose (ECRI) | HemoCue AB (ECRI) | Glucose 201 | Glucose 201 | HemoCue AB (ECRI) | 2034119007 | Active | MPEAST
DH09003 | Analyzer, POC, Whole Blood | Analyzers, Point-of-Care, Whole Blood (ECRI) | Abbott Laboratories Inc (ECRI) | Afinion 2 | Afinion 2 | Abbott Laboratories Inc (ECRI) | AF20020266 | Active | MPEAST
DH09004 | Microscope, Laboratory | Microscopes, Laboratory (ECRI) | Olympus America Inc (ECRI) | CX31RBSF | CX31RBSF | Olympus America Inc (ECRI) | 3B41386 | Active | MPEAST
DH09005 | Refrigerator | Refrigerators (ECRI) | Danby Products Ltd (ECRI) | DAR044A1BDD | DAR044A1BDD | Danby Products Ltd (ECRI) | 0114040100475 | Active | MPEAST
DH09006 | Refrigerator | Refrigerators (ECRI) | General Electric | TAX2SNCAWH | TAX2SNCAWH | General Electric | HZ400169 | Active | MPEAST
DH09007 | Refrigerators | Refrigerators (ECRI) | American BioTech Supply (ECRI) | ABT-UCFS-0204G | ABT-UCFS-0204G | American BioTech Supply (ECRI) | 901601156718PW-G-1804 | Active | MPEAST
DH09008 | Defibrillator, External, Auto | Defibrillators, External, Auto (ECRI) | Philips Healthcare (ECRI) | FRx | HeartStart | Philips Healthcare (ECRI) | B08G-02157 | Active | MPEAST
DH09009 | Microscope, Laboratory | Microscopes, Laboratory (ECRI) | Olympus America Inc (ECRI) | BHTU | BHTU | Olympus America Inc (ECRI) | 5G0587 | Active | MPEAST
DH09011 | Exerciser, Treadmill | Exercisers, Treadmills (ECRI) | SportsArt Fitness (ECRI) | T635M | T635M | SportsArt Fitness (ECRI) | 0439677BM | Active | MPEAST
DH09012 | Oximeter, Pulse | Oximeters, Pulse (ECRI) | Masimo Corp (ECRI) | Rad-97 | Pulse Co-Oximeter | Masimo Corp (ECRI) | Not Available | Active | MPEAST
DH09013 | Exerciser, Bicycle | Exercisers, Bicycle (ECRI) | Vision Fitness (ECRI) | R2650HRT6 | R2650HRT6 | Vision Fitness (ECRI) | VRB001006120190 | Active | MPEAST
DH09014 | Oximeter, Pulse | Oximeters, Pulse (ECRI) | Masimo Corp (ECRI) | Radical 7 | Radical 7 | Masimo Corp (ECRI) | 356654 | Active | MPEAST
DH09015 | Oximeter, Pulse | Oximeters, Pulse (ECRI) | Masimo Corp (ECRI) | Radical 7 | Radical 7 | Masimo Corp (ECRI) | 1000291992 | Active | MPEAST
DH09016 | Recumbent Cross Trainer | Exercisers, Elliptical (ECRI) | NuStep LLC (ECRI) | T4r | NuStep T4r | NuStep LLC (ECRI) | T4r503754 | Active | MPEAST
DH09017 | Exerciser, Elliptical | Exercisers, Elliptical (ECRI) | Octane Fitness (ECRI) | XR6000 | XRIDE | Octane Fitness (ECRI) | F17100Z01557-01 | Active | MPEAST
DH09018 | Exerciser, Treadmill | Exercisers, Treadmills (ECRI) | Landice Inc (ECRI) | L7 | L7 | Landice Inc (ECRI) | L7-60996 | Active | MPEAST
DH09019 | Oximeter, Pulse | Oximeters, Pulse (ECRI) | Masimo Corp (ECRI) | Rad-97 | Pulse Co-Oximeter | Masimo Corp (ECRI) | 3000153726 | Active | MPEAST
DH09020 | Oximeter, Pulse | Oximeters, Pulse (ECRI) | Masimo Corp (ECRI) | Rad-87 | Rad-87 | Masimo Corp (ECRI) | R32252 | Active | MPEAST
DH09021 | Exerciser, Stair/Stepper | Exercisers, Stair/Stepper (ECRI) | CYBEX International Inc (ECRI) | 425A | 425A | CYBEX International Inc (ECRI) | F02180425A9014N21 | Active | MPEAST
DH09022 | Recumbent Cross Trainer | Exercisers, Elliptical (ECRI) | NuStep LLC (ECRI) | T4r | NuStep T4r | NuStep LLC (ECRI) | T4r534299 | Active | MPEAST
DH09023 | Exerciser, Stair/Stepper | Exercisers, Stair/Stepper (ECRI) | NuStep LLC (ECRI) | TRS 4000 | TRS 4000 | NuStep LLC (ECRI) | 419065 | Active | MPEAST
DH09024 | Exerciser, Bicycle | Exercisers, Bicycle (ECRI) | Precor Inc (ECRI) | C846 | C846 | Precor Inc (ECRI) | NNI10Q0037 | Active | MPEAST
DH09025 | Exerciser, Treadmill | Exercisers, Treadmills (ECRI) | True Fitness Technology (ECRI) | TC400-19 | TC400-19 | True Fitness Technology (ECRI) | 19-TC4001075G | Active | MPEAST
DH09027 | Recumbent Cross Trainer | Exercisers, Elliptical (ECRI) | NuStep LLC (ECRI) | T4r | NuStep T4r | NuStep LLC (ECRI) | T4r534300 | Active | MPEAST
DH09028 | Exerciser, Elliptical | Exercisers, Elliptical (ECRI) | Octane Fitness (ECRI) | XR650 | XR650 | Octane Fitness (ECRI) | F1706DE00836-01 | Active | MPEAST
DH09029 | Sphygmomanometer | Sphygmomanometers (ECRI) | Medline Industries Inc (ECRI) | Not Available | Not Available | Medline Industries Inc (ECRI) | 587987 | Active | MPEAST
DH09031 | Sphygmomanometer | Sphygmomanometers (ECRI) | Welch Allyn Inc (ECRI) | CE0050 | CE0050 | Welch Allyn Inc (ECRI) | 0205202384 | Active | MPEAST
DH09032 | Sphygmomanometer, Electronic | Sphygmomanometers, Electronic (ECRI) | Omron Healthcare Inc (ECRI) | HEM-775 | HEM-775 | Omron Healthcare Inc (ECRI) | 2070812625LF | Active | MPEAST
DH09033 | Exerciser | Exercisers (ECRI) | TuffStuff Fitness (ECRI) | UP7082 | UP7082 | TuffStuff Fitness (ECRI) | 170930-044038 | Active | MPEAST
DH09034 | Scale, Floor | Scales, Floor (ECRI) | Pelstar (Health-O-Meter)(ECRI) | 500KL | 500KL | Pelstar (Health-O-Meter)(ECRI) | 50000126905 | Active | MPEAST
DH09035 | Training Aid | Training Aids (ECRI) | Monark Exercise AB (ECRI) | 881E | Rehab 881E | Monark Exercise AB (ECRI) | Not Available | Active | MPEAST
DH09036 | Training Aid | Training Aids (ECRI) | Monark Exercise AB (ECRI) | 881E | Rehab 881E | Monark Exercise AB (ECRI) | Not Available | Active | MPEAST
DH09037 | Exerciser, Treadmill | Exercisers, Treadmills (ECRI) | Biodex Medical Systems (ECRI) | 945-200 | 945-200 | Biodex Medical Systems (ECRI) | 93060015 | Active | MPEAST
DH09038 | Oximeter, Pulse | Oximeters, Pulse (ECRI) | Masimo Corp (ECRI) | Rad-97 | Pulse Co-Oximeter | Masimo Corp (ECRI) | 3000155313 | Active | MPEAST
DH09039 | Defibrillator, External, Auto | Defibrillators, External, Auto (ECRI) | ZOLL Medical Corp (ECRI) | AED Plus | AED Plus | ZOLL Medical Corp (ECRI) | X23H673854 | Active | MPEAST
DH09040 | Warming Unit, Blanket | Warming Units, Blanket (ECRI) | Enthermics Medical Sys (ECRI) | EC770 | EC770 | Enthermics Medical Sys (ECRI) | 1085693-000 | Active | MPEAST
DH09041 | Scale, Floor | Scales, Floor (ECRI) | Pelstar (Health-O-Meter)(ECRI) | 500KL | 500KL | Pelstar (Health-O-Meter)(ECRI) | 5000103423 | Active | MPEAST
DH09042 | Defibrillator, External, Auto | Defibrillators, External, Auto (ECRI) | ZOLL Medical Corp (ECRI) | AED Plus | AED Plus | ZOLL Medical Corp (ECRI) | X23B588714 | Active | MPEAST
DH09043 | Controller, Infusion Pump Syst | Controllers, Infusion Pump Systems (ECRI) | IRadimed Corp (ECRI) | 3865 | MRidium 3865 | IRadimed Corp (ECRI) | IR65101150 | Active | MPEAST
DH09054 | Infusion Pump | Infusion Pumps (ECRI) | IRadimed Corp (ECRI) | 3860+ | MRidium 3860+ | IRadimed Corp (ECRI) | IR60102274 | Active | MPEAST
DH09062 | Audiometer | Audiometers (ECRI) | AMBCO Electronics (ECRI) | 1000 | 1000 | AMBCO Electronics (ECRI) | 1085 | Active | MPEAST
DH09063 | Thermometer, Electronic | Thermometers, Electronic (ECRI) | Welch Allyn Inc (ECRI) | 690 | SureTemp Plus | Welch Allyn Inc (ECRI) | 17111513 | Active | MPEAST
DH09064 | Thermometer, Electronic | Thermometers, Electronic (ECRI) | Welch Allyn Inc (ECRI) | 690 | SureTemp Plus | Welch Allyn Inc (ECRI) | 17360165 | Active | MPEAST
DH09065 | Table, Examination/Treatment | Tables, Examination/Treatment, Adjustable (ECRI) | Midmark Corp (ECRI) | 222-015 | 222-015 | Midmark Corp (ECRI) | V553906 | Active | MPEAST
DH09066 | GS Integrated Wall System | Ophthalmoscope/Otoscope/Vital Signs Measuring Systems (ECRI) | Welch Allyn Inc (ECRI) | 767 Series | 767 Series | Welch Allyn Inc (ECRI) | Not Available | Active | MPEAST
DH09067 | Sphygmomanometer | Sphygmomanometers (ECRI) | Welch Allyn Inc (ECRI) | CE0297 | CE0297 | Welch Allyn Inc (ECRI) | 071031194632 | Active | MPEAST
DH09068 | Centrifuge, Tabletop | Centrifuges, Tabletop (ECRI) | Drucker Diagnostics (ECRI) | 642E Drucker | 642E Drucker | Drucker Diagnostics (ECRI) | 150713AL808 | Active | MPEAST
DH09069 | Centrifuge, Tabletop | Centrifuges, Tabletop (ECRI) | Drucker Diagnostics (ECRI) | 642E Drucker | 642E Drucker | Drucker Diagnostics (ECRI) | 150413AE711 | Active | MPEAST
DH09070 | Analyzer, Immunoassay | Analyzers, Laboratory, Immunoassay, Photometric (ECRI) | BD (ECRI) | Veritor Plus | Veritor Plus | BD (ECRI) | 2207062J73781 | Active | MPEAST
DH09071 | Analyzer, Immunoassay | Analyzers, Laboratory, Immunoassay, Photometric (ECRI) | BD (ECRI) | Veritor Plus | Veritor Plus | BD (ECRI) | 2207062J7A331 | Active | MPEAST
DH09072 | Monitor, Vital Signs | Monitors, Vital Signs (ECRI) | Welch Allyn Inc (ECRI) | 42MTB | Spot Vital Signs | Welch Allyn Inc (ECRI) | 201019305 | Active | MPEAST
DH09073 | Scale, Floor | Scales, Floor (ECRI) | Pelstar (Health-O-Meter)(ECRI) | 500KL | 500KL | Pelstar (Health-O-Meter)(ECRI) | 5004621216667 | Active | MPEAST
DH09074 | Table, Examination/Treatment | Tables, Examination/Treatment (ECRI) | Midmark Corp (ECRI) | 625-395121 | 625-395121 | Midmark Corp (ECRI) | V988564 | Active | MPEAST
DH09075 | Sphygmomanometer | Sphygmomanometers (ECRI) | Welch Allyn Inc (ECRI) | Tycos | Tycos | Welch Allyn Inc (ECRI) | 9604301735 | Active | MPEAST
DH09076 | GS Integrated Wall System | Ophthalmoscope/Otoscopes (ECRI) | Welch Allyn Inc (ECRI) | 408282 | Green Series 777 | Welch Allyn Inc (ECRI) | Not Available | Active | MPEAST
DH09077 | Table, Examination/Treatment | Tables, Examination/Treatment (ECRI) | Midmark Corp (ECRI) | 625-395121 | 625-395121 | Midmark Corp (ECRI) | V989241 | Active | MPEAST
DH09078 | GS Integrated Wall System | Ophthalmoscope/Otoscope/Vital Signs Measuring Systems (ECRI) | Welch Allyn Inc (ECRI) | 767 Series | 767 Series | Welch Allyn Inc (ECRI) | 003380 | Active | MPEAST
DH09079 | Sphygmomanometer | Sphygmomanometers (ECRI) | Welch Allyn Inc (ECRI) | Tycos | Tycos | Welch Allyn Inc (ECRI) | 9604301749 | Active | MPEAST
DH09080 | Monitor, Vital Signs | Monitors, Vital Signs (ECRI) | Welch Allyn Inc (ECRI) | 42MTB | Spot Vital Signs | Welch Allyn Inc (ECRI) | 201104878 | Active | MPEAST
DH09081 | Analyzer, Glucose | Analyzers, Point-Of-Care, Whole Blood, Glucose (ECRI) | HemoCue AB (ECRI) | Glucose 201 | Glucose 201 | HemoCue AB (ECRI) | 2112119119 | Active | MPEAST
DH09082 | Analyzer | Analyzers (ECRI) | HemoCue AB (ECRI) | HB201 DM | HB201 | HemoCue AB (ECRI) | 1122013032 | Active | MPEAST
DH09083 | Analyzer, POC, Whole Blood | Analyzers, Point-of-Care, Whole Blood (ECRI) | Abbott Laboratories Inc (ECRI) | Afinion 2 | Afinion 2 | Abbott Laboratories Inc (ECRI) | AF20041961 | Active | MPEAST
DH09084 | Analyzer, Laboratory, Urine | Analyzers, Laboratory, Urine, Semiautomated (ECRI) | Siemens Healthcare (ECRI) | CLINITEK Status+ | CLINITEK Status+ | Siemens Healthcare (ECRI) | 285688 | Active | MPEAST
DH09086 | Module, Electrocardiograph | Modules, Electrocardiographs (ECRI) | Welch Allyn Inc (ECRI) | AM12 | AM12 | Welch Allyn Inc (ECRI) | 122370000553 | Active | MPEAST
DH09087 | Sphygmomanometer | Sphygmomanometers (ECRI) | Welch Allyn Inc (ECRI) | Tycos | Tycos | Welch Allyn Inc (ECRI) | 9604301775 | Active | MPEAST
DH09088 | GS Integrated Wall System | Ophthalmoscope/Otoscope/Vital Signs Measuring Systems (ECRI) | Welch Allyn Inc (ECRI) | 767 Series | 767 Series | Welch Allyn Inc (ECRI) | Not Available | Active | MPEAST
DH09090 | GS Integrated Wall System | Ophthalmoscope/Otoscope/Vital Signs Measuring Systems (ECRI) | Welch Allyn Inc (ECRI) | 767 Series | 767 Series | Welch Allyn Inc (ECRI) | Not Available | Active | MPEAST
DH09091 | Sphygmomanometer | Sphygmomanometers (ECRI) | Welch Allyn Inc (ECRI) | CE0297 | CE0297 | Welch Allyn Inc (ECRI) | 0710311181955 | Active | MPEAST
DH09092 | Chair, Examination/Treatment | Chairs, Examination/Treatment (ECRI) | Midmark Corp (ECRI) | 626-001 | 626-001 | Midmark Corp (ECRI) | V2729865 | Active | MPEAST
DH09093 | Chair, Examination/Treatment | Chairs, Examination/Treatment (ECRI) | Midmark Corp (ECRI) | 626-001 | 626-001 | Midmark Corp (ECRI) | V2729805 | Active | MPEAST
DH09094 | GS Integrated Wall System | Ophthalmoscope/Otoscope/Vital Signs Measuring Systems (ECRI) | Welch Allyn Inc (ECRI) | 767 Series | 767 Series | Welch Allyn Inc (ECRI) | Not Available | Active | MPEAST
DH09095 | Sphygmomanometer | Sphygmomanometers (ECRI) | Welch Allyn Inc (ECRI) | CE0297 | CE0297 | Welch Allyn Inc (ECRI) | 070924133600 | Active | MPEAST
DH09096 | Scale, Floor | Scales, Floor (ECRI) | Pelstar (Health-O-Meter)(ECRI) | 500KL | 500KL | Pelstar (Health-O-Meter)(ECRI) | 5003121205813 | Active | MPEAST
DH09097 | Scale, Infant | Scales, Infant (ECRI) | Pelstar (Health-O-Meter)(ECRI) | 533KL | 533KL | Pelstar (Health-O-Meter)(ECRI) | 5530014979 | Active | MPEAST
DH09098 | Table, Examination/Treatment | Tables, Examination/Treatment (ECRI) | Midmark Corp (ECRI) | 625-395121 | 625-395121 | Midmark Corp (ECRI) | V1567692 | Active | MPEAST
DH09099 | Sphygmomanometer | Sphygmomanometers (ECRI) | Welch Allyn Inc (ECRI) | CE0050 | CE0050 | Welch Allyn Inc (ECRI) | 50323100107 | Active | MPEAST
DH09100 | GS Integrated Wall System | Ophthalmoscope/Otoscope/Vital Signs Measuring Systems (ECRI) | Welch Allyn Inc (ECRI) | 767 Series | 767 Series | Welch Allyn Inc (ECRI) | Not Available | Active | MPEAST
DH09101 | Refrigerator, Pharmacy | Refrigerators, Pharmacy (ECRI) | American BioTech Supply (ECRI) | PH-ABT-HC-UCFS-0204G | PH-ABT-HC-UCFS-0204G | American BioTech Supply (ECRI) | 901412084885PW-G-1503 | Active | MPEAST
DH09102 | Refrigerator | Refrigerators (ECRI) | American BioTech Supply (ECRI) | PH-ABT-HC-10PG | PH-ABT-HC-10PG | American BioTech Supply (ECRI) | ABS-951903053449PW-G | Active | MPEAST
DH09103 | Scale, Floor | Scales, Floor (ECRI) | Pelstar (Health-O-Meter)(ECRI) | 500KL | 500KL | Pelstar (Health-O-Meter)(ECRI) | 50000156229 | Active | MPEAST
DH09104 | Otoscope | Otoscopes (ECRI) | Welch Allyn Inc (ECRI) | 767 (WALL MOUNTED) | 767 (WALL MOUNTED) | Welch Allyn Inc (ECRI) | Not Available | Active | MPEAST
DH09105 | Sphygmomanometer | Sphygmomanometers (ECRI) | Welch Allyn Inc (ECRI) | CE0297 | CE0297 | Welch Allyn Inc (ECRI) | 101202134749 | Active | MPEAST
DH09107 | Scale, Floor | Scales, Floor (ECRI) | Pelstar (Health-O-Meter)(ECRI) | 500KL | 500KL | Pelstar (Health-O-Meter)(ECRI) | 5000156696 | Active | MPEAST
DH09109 | Sphygmomanometer | Sphygmomanometers (ECRI) | Welch Allyn Inc (ECRI) | CE0297 | CE0297 | Welch Allyn Inc (ECRI) | 101209114319 | Active | MPEAST
DH09110 | Table, Examination/Treatment | Tables, Examination/Treatment (ECRI) | Midmark Corp (ECRI) | 204-011 | 204-011 | Midmark Corp (ECRI) | V2346321 | Active | MPEAST
DH09111 | GS Integrated Wall System | Ophthalmoscope/Otoscope/Vital Signs Measuring Systems (ECRI) | Welch Allyn Inc (ECRI) | 767 Series | 767 Series | Welch Allyn Inc (ECRI) | Not Available | Active | MPEAST
DH09112 | Sphygmomanometer | Sphygmomanometers (ECRI) | Welch Allyn Inc (ECRI) | CE0050 | CE0050 | Welch Allyn Inc (ECRI) | 120601204746 | Active | MPEAST
DH09113 | Table, Examination/Treatment | Tables, Examination/Treatment (ECRI) | ENOCHS Examining (ECRI) | EXAM | EXAM | ENOCHS Examining (ECRI) | Not Avaialable | Active | MPEAST
DH09114 | Light, Examination | Lights, Examination (ECRI) | Graham Field Health (ECRI) | GRAFCO | GRAFCO | Graham Field Health (ECRI) | Not Available | Active | MPEAST
DH09115 | Scale, Floor | Scales, Floor (ECRI) | Pelstar (Health-O-Meter)(ECRI) | 500KL | 500KL | Pelstar (Health-O-Meter)(ECRI) | 5000156682 | Active | MPEAST
DH09116 | Scale, Floor | Scales, Floor (ECRI) | Pelstar (Health-O-Meter)(ECRI) | 500KL | 500KL | Pelstar (Health-O-Meter)(ECRI) | 5000156675 | Active | MPEAST
DH09117 | Table, Examination/Treatment | Tables, Examination/Treatment (ECRI) | Midmark Corp (ECRI) | 100-023 | 100-023 | Midmark Corp (ECRI) | CD084089 | Active | MPEAST
DH09119 | Sphygmomanometer | Sphygmomanometers (ECRI) | Welch Allyn Inc (ECRI) | CE0297 | CE0297 | Welch Allyn Inc (ECRI) | 101209113805 | Active | MPEAST
DH09120 | Scale, Floor | Scales, Floor (ECRI) | Pelstar (Health-O-Meter)(ECRI) | 500KL | 500KL | Pelstar (Health-O-Meter)(ECRI) | 50001506765 | Active | MPEAST
DH09121 | Table, Examination/Treatment | Tables, Examination/Treatment (ECRI) | Midmark Corp (ECRI) | 625-395121 | 625-395121 | Midmark Corp (ECRI) | V989278 | Active | MPEAST
DH09123 | Sphygmomanometer | Sphygmomanometers (ECRI) | Welch Allyn Inc (ECRI) | CE0297 | CE0297 | Welch Allyn Inc (ECRI) | 101201154143 | Active | MPEAST
DH09124 | Scale, Floor | Scales, Floor (ECRI) | Pelstar (Health-O-Meter)(ECRI) | 500KL | 500KL | Pelstar (Health-O-Meter)(ECRI) | 5000156678 | Active | MPEAST
DH09125 | Table, Examination/Treatment | Tables, Examination/Treatment, Adjustable (ECRI) | Midmark Corp (ECRI) | 204-002 | 204-002 | Midmark Corp (ECRI) | V1004016 | Active | MPEAST
DH09127 | Sphygmomanometer | Sphygmomanometers (ECRI) | Welch Allyn Inc (ECRI) | CE0297 | CE0297 | Welch Allyn Inc (ECRI) | 101216123440 | Active | MPEAST
DH09128 | Scale, Floor | Scales, Floor (ECRI) | Pelstar (Health-O-Meter)(ECRI) | 500KL | 500KL | Pelstar (Health-O-Meter)(ECRI) | 5000156656 | Active | MPEAST
DH09129 | Table, Examination/Treatment | Tables, Examination/Treatment (ECRI) | Midmark Corp (ECRI) | 204 | 204 | Midmark Corp (ECRI) | V1349813 | Active | MPEAST
DH09131 | Sphygmomanometer | Sphygmomanometers (ECRI) | Welch Allyn Inc (ECRI) | CE0297 | CE0297 | Welch Allyn Inc (ECRI) | 101202102815 | Active | MPEAST
DH09132 | Scale, Floor | Scales, Floor (ECRI) | Pelstar (Health-O-Meter)(ECRI) | 500KL | 500KL | Pelstar (Health-O-Meter)(ECRI) | 5000156681 | Active | MPEAST
DH09133 | Table, Examination/Treatment | Tables, Examination/Treatment, Adjustable (ECRI) | Midmark Corp (ECRI) | 204-002 | 204-002 | Midmark Corp (ECRI) | V1009164 | Active | MPEAST
DH09135 | Sphygmomanometer | Sphygmomanometers (ECRI) | Welch Allyn Inc (ECRI) | CE0297 | CE0297 | Welch Allyn Inc (ECRI) | 060830201953 | Active | MPEAST
DH09136 | Light, Examination | Lights, Examination (ECRI) | Graham Field Health (ECRI) | GRAFCO | GRAFCO | Graham Field Health (ECRI) | Not Available | Active | MPEAST
DH09137 | Scale, Floor | Scales, Floor (ECRI) | Pelstar (Health-O-Meter)(ECRI) | 500KL | 500KL | Pelstar (Health-O-Meter)(ECRI) | 5000156122 | Active | MPEAST
DH09138 | Table, Examination/Treatment | Tables, Examination/Treatment, Adjustable (ECRI) | Midmark Corp (ECRI) | 204-002 | 204-002 | Midmark Corp (ECRI) | V1004009 | Active | MPEAST
DH09139 | GS Integrated Wall System | Ophthalmoscope/Otoscope/Vital Signs Measuring Systems (ECRI) | Welch Allyn Inc (ECRI) | 767 Series | 767 Series | Welch Allyn Inc (ECRI) | Not Available | Active | MPEAST
DH09140 | Sphygmomanometer | Sphygmomanometers (ECRI) | McKesson Medical-Surg (ECRI) | WALLMOUNT | WALLMOUNT | McKesson Medical-Surg (ECRI) | 09062080 | Active | MPEAST
DH09141 | Thermometer, Electronic | Thermometers, Electronic (ECRI) | Welch Allyn Inc (ECRI) | 690 | SureTemp Plus | Welch Allyn Inc (ECRI) | 18514481 | Active | MPEAST
DH09142 | Scale, Floor | Scales, Floor (ECRI) | Pelstar (Health-O-Meter)(ECRI) | 500KL | 500KL | Pelstar (Health-O-Meter)(ECRI) | 5000168721 | Active | MPEAST
DH09143 | GS Integrated Wall System | Ophthalmoscope/Otoscope/Vital Signs Measuring Systems (ECRI) | Welch Allyn Inc (ECRI) | 767 Series | 767 Series | Welch Allyn Inc (ECRI) | Not Available | Active | MPEAST
DH09144 | Sphygmomanometer | Sphygmomanometers (ECRI) | Welch Allyn Inc (ECRI) | CE0297 | CE0297 | Welch Allyn Inc (ECRI) | 161120112075 | Active | MPEAST
DH09145 | Scale, Floor | Scales, Floor (ECRI) | Pelstar (Health-O-Meter)(ECRI) | 500KL | 500KL | Pelstar (Health-O-Meter)(ECRI) | 5000156679 | Active | MPEAST
DH09147 | Table, Examination/Treatment | Tables, Examination/Treatment (ECRI) | Midmark Corp (ECRI) | 100-023 | 100-023 | Midmark Corp (ECRI) | CD084092 | Active | MPEAST
DH09148 | Wheelchair, Mechanical | Wheelchairs, Mechanical (ECRI) | Medline Industries Inc (ECRI) | EXCEL | EXCEL | Medline Industries Inc (ECRI) | B160407341 | Active | MPEAST
DH09149 | Wheelchair | Wheelchairs (ECRI) | Drive (ECRI) | K316DDA-ELR | K316DDA-ELR | Drive (ECRI) | 5D1811020974 | Active | MPEAST
DH09150 | Biopsy Unit, Vacuum Assisted | Biopsy Units, Vacuum Assisted (ECRI) | Hologic Inc (ECRI) | ATEC Sapphire | ATEC Sapphire | Hologic Inc (ECRI) | Q0579K21D0 | Active | MPEAST
DH09151 | Recliner | Recliners (ECRI) | STERIS Corp (ECRI) | Not Available | Not Available | STERIS Corp (ECRI) | Not Available | Active | MPEAST
DH09152 | Wheelchair | Wheelchairs (ECRI) | Medline Industries Inc (ECRI) | MDS806900 | MDS806900 | Medline Industries Inc (ECRI) | B120201632 | Active | MPEAST
DH09153 | Chair, Mammography | Chairs, Mammography (ECRI) | Akrus GmbH & Co KG (ECRI) | AK 5010 MBS | AK 5010 MBS | Akrus GmbH & Co KG (ECRI) | 102817 | Active | MPEAST
DH09154 | Stretcher | Stretchers, Mobile, Hospital (ECRI) | Stryker Medical (ECRI) | 1105 | Prime Series | Stryker Medical (ECRI) | 1603030946 | Active | MPEAST
DH09155 | Stretcher, Mobile | Stretchers, Mobile, Hospital (ECRI) | Hillrom Co Inc (ECRI) | 8005 | 8005 | Hillrom Co Inc (ECRI) | B306AN2309 | Active | MPEAST
DH09156 | Stretcher | Stretchers, Mobile, Hospital (ECRI) | Stryker Medical (ECRI) | 1105 | Prime Series | Stryker Medical (ECRI) | 1603030947 | Active | MPEAST
DH09157 | Computer | Computers (ECRI) | Hologic Inc (ECRI) | R2 | R2 | Hologic Inc (ECRI) | C4245 | Active | MPEAST
DH09158 | Wheelchair, Mechanical | Wheelchairs, Mechanical (ECRI) | Medline Industries Inc (ECRI) | EXCEL 2000 | EXCEL 2000 | Medline Industries Inc (ECRI) | A00509779 | Active | MPEAST
DH09159 | Wheelchair | Wheelchairs (ECRI) | Medline Industries Inc (ECRI) | MDS806950 | MDS806950 | Medline Industries Inc (ECRI) | AR033965 | Active | MPEAST
DH09160 | Wheelchair, Mechanical | Wheelchairs, Mechanical (ECRI) | Medline Industries Inc (ECRI) | MDS806750 | MDS806750 | Medline Industries Inc (ECRI) | AR11357 | Active | MPEAST
DH09161 | Analyzer, Point-of-Care | Analyzers, Point-of-Care, Whole Blood, Gas/pH/Electrolyte/Metabolite (ECRI) | Abbott Point of Care Div (ECRI | i-STAT 1 | i-STAT 1 | Abbott Point of Care Div (ECRI | 337577 | Active | MPEAST
DH09162 | Defibrillator, External, Auto | Defibrillators, External, Auto (ECRI) | ZOLL Medical Corp (ECRI) | AED Plus | AED Plus | ZOLL Medical Corp (ECRI) | X24C800378 | Active | MPEAST
DH09163 | Big Wheel Stretcher | Stretchers, Mobile, Hospital (ECRI) | Stryker Medical (ECRI) | 1115 | Prime Series | Stryker Medical (ECRI) | 2022006704969 | Active | MPEAST
DH09164 | Big Wheel Stretcher | Stretchers, Mobile, Hospital (ECRI) | Stryker Medical (ECRI) | 1115 | Prime Series | Stryker Medical (ECRI) | 0067000019138 | Active | MPEAST
DH09165 | Biopsy Unit, Vacuum Assisted | Biopsy Units, Vacuum Assisted (ECRI) | Hologic Inc (ECRI) | ATEC Sapphire | ATEC Sapphire | Hologic Inc (ECRI) | 202193 | Active | MPEAST
DH09166 | Biopsy Unit, Vacuum Assisted | Biopsy Units, Vacuum Assisted (ECRI) | Hologic Inc (ECRI) | ATEC Sapphire | ATEC Sapphire | Hologic Inc (ECRI) | 202436 | Active | MPEAST
DH09167 | Monitor, Vital Signs | Monitors, Vital Signs (ECRI) | GE Healthcare (ECRI) | DPC300M | DINAMAP | GE Healthcare (ECRI) | AAW082102105A | Active | MPEAST
DH09168 | Table, Examination/Treatment | Tables, Examination/Treatment (ECRI) | Midmark Corp (ECRI) | 625-441666 | 625-441666 | Midmark Corp (ECRI) | V1719871 | Active | MPEAST
DH09169 | Monitor, Vital Signs | Monitors, Vital Signs (ECRI) | Welch Allyn Inc (ECRI) | 75MT | Connex Spot Monitor | Welch Allyn Inc (ECRI) | 100088312523 | Active | MPEAST
DH09170 | Table, Examination/Treatment | Tables, Examination/Treatment (ECRI) | Midmark Corp (ECRI) | 625-395121 | 625-395121 | Midmark Corp (ECRI) | V11721108 | Active | MPEAST
DH09171 | Table, Examination/Treatment | Tables, Examination/Treatment (ECRI) | Midmark Corp (ECRI) | 625-395121 | 625-395121 | Midmark Corp (ECRI) | V1720275 | Active | MPEAST
DH09172 | Monitor, Vital Signs | Monitors, Vital Signs (ECRI) | Welch Allyn Inc (ECRI) | 75MT | Connex Spot Monitor | Welch Allyn Inc (ECRI) | 100065464522 | Active | MPEAST
DH09173 | Table, Examination/Treatment | Tables, Examination/Treatment (ECRI) | Midmark Corp (ECRI) | 625-395121 | 625-395121 | Midmark Corp (ECRI) | V1720754 | Active | MPEAST
DH09174 | Monitor, Vital Signs | Monitors, Vital Signs (ECRI) | Welch Allyn Inc (ECRI) | 73MT-B | Connex Spot Monitor | Welch Allyn Inc (ECRI) | 100006350416 | Active | MPEAST
DH09175 | Table, Examination/Treatment | Tables, Examination/Treatment (ECRI) | Midmark Corp (ECRI) | 625-395121 | 625-395121 | Midmark Corp (ECRI) | V1721697 | Active | MPEAST
DH09176 | Monitor, Vital Signs | Monitors, Vital Signs (ECRI) | Welch Allyn Inc (ECRI) | 73MT-B | Connex Spot Monitor | Welch Allyn Inc (ECRI) | 100006380416 | Active | MPEAST
DH09177 | Table, Examination/Treatment | Tables, Examination/Treatment (ECRI) | Midmark Corp (ECRI) | 625-395121 | 625-395121 | Midmark Corp (ECRI) | V1720763 | Active | MPEAST
DH09178 | Table, Examination/Treatment | Tables, Examination/Treatment (ECRI) | Midmark Corp (ECRI) | 625-395121 | 625-395121 | Midmark Corp (ECRI) | V1720264 | Active | MPEAST
DH09179 | Wheelchair | Wheelchairs (ECRI) | Drive (ECRI) | Silver Sport II | Silver Sport II | Drive (ECRI) | Not Available | Active | MPEAST
DH09180 | Wheelchair, Mechanical | Wheelchairs, Mechanical (ECRI) | Cardinal Health (ECRI) | CW0007PEL | CW0007PEL | Cardinal Health (ECRI) | Not Available | Active | MPEAST
DH09181 | Defibrillator, External, Auto | Defibrillators, External, Auto (ECRI) | Philips Healthcare (ECRI) | FRx | HeartStart | Philips Healthcare (ECRI) | B11C-00757 | Active | MPEAST
DH09182 | Scale, Floor | Scales, Floor (ECRI) | Pelstar (Health-O-Meter)(ECRI) | 1100KL | 1100KL | Pelstar (Health-O-Meter)(ECRI) | 1100E0823 | Active | MPEAST
DH09183 | Wheelchair, Mechanical | Wheelchairs, Mechanical (ECRI) | Cardinal Health (ECRI) | CW0006CS | CW0006CS | Cardinal Health (ECRI) | Not Available | Active | MPEAST
DH09184 | Scale, Floor | Scales, Floor (ECRI) | Pelstar (Health-O-Meter)(ECRI) | 500KL | 500KL | Pelstar (Health-O-Meter)(ECRI) | 5000168722 | Active | MPEAST
DH09185 | Table, Examination/Treatment | Tables, Examination/Treatment (ECRI) | Midmark Corp (ECRI) | 204-011 | 204-011 | Midmark Corp (ECRI) | V2133778 | Active | MPEAST
DH09186 | GS Integrated Wall System | Ophthalmoscope/Otoscope/Vital Signs Measuring Systems (ECRI) | Welch Allyn Inc (ECRI) | 767 Series | 767 Series | Welch Allyn Inc (ECRI) | Not Available | Active | MPEAST
DH09187 | Sphygmomanometer | Sphygmomanometers (ECRI) | Welch Allyn Inc (ECRI) | CE0297 | CE0297 | Welch Allyn Inc (ECRI) | 190104133225 | Active | MPEAST
DH09188 | Centrifuge, Tabletop | Centrifuges, Tabletop (ECRI) | Drucker Diagnostics (ECRI) | 642E | Horizon Mini E | Drucker Diagnostics (ECRI) | 220213HH329 | Active | MPEAST
DH09189 | Sphygmomanometer | Sphygmomanometers (ECRI) | Welch Allyn Inc (ECRI) | CE0297 | CE0297 | Welch Allyn Inc (ECRI) | 130521195996 | Active | MPEAST
DH09190 | Ophthalmoscope/Otoscope | Ophthalmoscope/Otoscopes (ECRI) | Welch Allyn Inc (ECRI) | GS 777 | GS 777 | Welch Allyn Inc (ECRI) | Not Available | Active | MPEAST
DH09191 | Thermometer, Electronic | Thermometers, Electronic (ECRI) | Welch Allyn Inc (ECRI) | 690 | SureTemp Plus | Welch Allyn Inc (ECRI) | 13281710 | Active | MPEAST
DH09196 | GS Integrated Wall System | Ophthalmoscope/Otoscope/Vital Signs Measuring Systems (ECRI) | Welch Allyn Inc (ECRI) | 767 Series | 767 Series | Welch Allyn Inc (ECRI) | Not Available | Active | MPEAST
DH09201 | Defibrillator, External, Auto | Defibrillators, External, Auto (ECRI) | ZOLL Medical Corp (ECRI) | AED Plus | AED Plus | ZOLL Medical Corp (ECRI) | X24C800284 | Active | MPEAST
DH09202 | Monitor, Vital Signs | Monitors, Vital Signs (ECRI) | GE Healthcare (ECRI) | DPC300 | DINAMAP | GE Healthcare (ECRI) | AAW08210107SA | Active | MPEAST
DH09204 | Scale, Platform, Electronic | Scales, Platform, Electronic (ECRI) | Detecto Scale Co (ECRI) | PD200 | ProDoc | Detecto Scale Co (ECRI) | PD20010141211614 | Active | MPEAST
DH09205 | Sphygmomanometer | Sphygmomanometers (ECRI) | Welch Allyn Inc (ECRI) | CE0050 | CE0050 | Welch Allyn Inc (ECRI) | 060615000934 | Active | MPEAST
DH09206 | Wheelchair | Wheelchairs, Mechanical (ECRI) | ARD INC | NMN | NMN | ARD INC | AR05323 | Active | MPEAST
DH09207 | Stretcher | Stretchers, Mobile, Hospital (ECRI) | Stryker Medical (ECRI) | 1007 | Glideaway | Stryker Medical (ECRI) | 1005034507 | Active | MPEAST
DH09208 | Network Server | Network Server (ECRI) | Hologic Inc (ECRI) | R2SYS-2200 | Cenova 2R Tower | Hologic Inc (ECRI) | CD1496 | Active | MPEAST
DH09209 | Stretcher | Stretchers, Mobile, Hospital (ECRI) | Stryker Medical (ECRI) | 1005 | Glideaway | Stryker Medical (ECRI) | 0606087872 | Active | MPEAST
DH09210 | Uninterrupted Power Supply | Power Systems, Uninterruptible (ECRI) | APC by Schneider (ECRI) | BR1000G | Back-UPS Pro 1000 | APC by Schneider (ECRI) | 4B1611P46826 | Active | MPEAST
DH09211 | Scale | Scales (ECRI) | Seca NA (ECRI) | 570 | 570 | Seca NA (ECRI) | 57001660619727 | Active | MPEAST
DH09212 | Wheelchair | Wheelchairs, Mechanical (ECRI) | ARD INC | NMN | NMN | ARD INC | AR05195 | Active | MPEAST
DH09213 | Table, Examination/Treatment | Tables, Examination/Treatment (ECRI) | Midmark Corp (ECRI) | 204-001 | 204-001 | Midmark Corp (ECRI) | V1289588 | Active | MPEAST
DH09214 | Thermometer, Electronic | Thermometers, Electronic (ECRI) | Welch Allyn Inc (ECRI) | 692 | SureTemp Plus | Welch Allyn Inc (ECRI) | 13051824 | Active | MPEAST
DH09215 | GS Integrated Wall System | Ophthalmoscope/Otoscope/Vital Signs Measuring Systems (ECRI) | Welch Allyn Inc (ECRI) | 767 Series | 767 Series | Welch Allyn Inc (ECRI) | Not Available | Active | MPEAST
DH09216 | Sphygmomanometer | Sphygmomanometers (ECRI) | Welch Allyn Inc (ECRI) | CE0297 | CE0297 | Welch Allyn Inc (ECRI) | 120720213558 | Active | MPEAST
DH09217 | Scale, Floor | Scales, Floor (ECRI) | Pelstar (Health-O-Meter)(ECRI) | 500KL | 500KL | Pelstar (Health-O-Meter)(ECRI) | 5000157286 | Active | MPEAST
DH09219 | Sphygmomanometer | Sphygmomanometers (ECRI) | Welch Allyn Inc (ECRI) | CE0297 | CE0297 | Welch Allyn Inc (ECRI) | 120718162637 | Active | MPEAST
DH09220 | Table, Examination/Treatment | Tables, Examination/Treatment (ECRI) | Midmark Corp (ECRI) | 204-001 | 204-001 | Midmark Corp (ECRI) | V1282230 | Active | MPEAST
DH09221 | Thermometer, Electronic | Thermometers, Electronic (ECRI) | Welch Allyn Inc (ECRI) | 690 | SureTemp Plus | Welch Allyn Inc (ECRI) | 19011425 | Active | MPEAST
DH09222 | GS Integrated Wall System | Ophthalmoscope/Otoscope/Vital Signs Measuring Systems (ECRI) | Welch Allyn Inc (ECRI) | 767 Series | 767 Series | Welch Allyn Inc (ECRI) | Not Available | Active | MPEAST
DH09223 | Sphygmomanometer | Sphygmomanometers (ECRI) | Welch Allyn Inc (ECRI) | CE0297 | CE0297 | Welch Allyn Inc (ECRI) | 181107052795 | Active | MPEAST
DH09224 | Scale, Floor | Scales, Floor (ECRI) | Pelstar (Health-O-Meter)(ECRI) | 500KL | 500KL | Pelstar (Health-O-Meter)(ECRI) | 5000157290 | Active | MPEAST
DH09225 | Table, Examination/Treatment | Tables, Examination/Treatment (ECRI) | Midmark Corp (ECRI) | 204-011 | 204-011 | Midmark Corp (ECRI) | V2109765 | Active | MPEAST
DH09226 | Table, Examination/Treatment | Tables, Examination/Treatment (ECRI) | Midmark Corp (ECRI) | 204-011 | 204-011 | Midmark Corp (ECRI) | V2110067 | Active | MPEAST
DH09227 | Scale, Floor | Scales, Floor (ECRI) | Pelstar (Health-O-Meter)(ECRI) | 500KL | 500KL | Pelstar (Health-O-Meter)(ECRI) | 5000157329 | Active | MPEAST
DH09228 | GS Integrated Wall System | Ophthalmoscope/Otoscope/Vital Signs Measuring Systems (ECRI) | Welch Allyn Inc (ECRI) | 767 Series | 767 Series | Welch Allyn Inc (ECRI) | Not Available | Active | MPEAST
DH09229 | Sphygmomanometer | Sphygmomanometers (ECRI) | Welch Allyn Inc (ECRI) | CE0297 | CE0297 | Welch Allyn Inc (ECRI) | 181107052255 | Active | MPEAST
DH09231 | Callibator, Syringe | Calibrators (ECRI) | Vyaire Medical Inc (ECRI) | 720254 | 720254 | Vyaire Medical Inc (ECRI) | 95826678 | Active | MPEAST
DH09232 | Oximeter, Pulse | Oximeters, Pulse (ECRI) | Masimo Corp (ECRI) | Rad-67 | Rad-67 | Masimo Corp (ECRI) | 50000014208 | Active | MPEAST
DH09233 | Callibator, Syringe | Calibrators (ECRI) | Vyaire Medical Inc (ECRI) | 720254 | 720254 | Vyaire Medical Inc (ECRI) | 95826437 | Active | MPEAST
DH09234 | Oximeter, Pulse | Oximeters, Pulse (ECRI) | Masimo Corp (ECRI) | Rad-67 | Rad-67 | Masimo Corp (ECRI) | 5000014199 | Active | MPEAST
DH09235 | Monitor | Monitors (ECRI) | Vyaire Medical Inc (ECRI) | Not Available | Not Available | Vyaire Medical Inc (ECRI) | 42403408 | Active | MPEAST
DH09236 | Plethysmograph | Plethysmographs, Whole Body (ECRI) | Vyaire Medical Inc (ECRI) | V-178600-13 | V-178600-13 | Vyaire Medical Inc (ECRI) | 42403408 | Active | MPEAST
DH09237 | Plethysmograph | Plethysmographs, Whole Body (ECRI) | Vyaire Medical Inc (ECRI) | Vyntus Body | Vyntus Body | Vyaire Medical Inc (ECRI) | 42504565 | Active | MPEAST
DH09238 | Module, Electrocardiographs | Modules, Electrocardiographs (ECRI) | GE Healthcare (ECRI) | CAM-14 | CAM-14 | GE Healthcare (ECRI) | SK9230800057PA | Active | MPEAST
DH09239 | Exerciser, Bicycle | Exercisers, Bicycle (ECRI) | ergoline GmbH (ECRI) | VIAsprint 150 | VIAsprint 150 | ergoline GmbH (ECRI) | 2023005496 | Active | MPEAST
DH09240 | Sphygmomanometer | Sphygmomanometers (ECRI) | Not Available | RBP-100 | RBP-100 | Not Available | 000110 | Active | MPEAST
DH09241 | Oximeter, Pulse | Oximeters, Pulse (ECRI) | Masimo Corp (ECRI) | Rad-67 | Rad-67 | Masimo Corp (ECRI) | 5000014098 | Active | MPEAST
DH09242 | Callibator, Syringe | Calibrators (ECRI) | Vyaire Medical Inc (ECRI) | 720254 | 720254 | Vyaire Medical Inc (ECRI) | 95826682 | Active | MPEAST
DH09243 | Monitor | Monitors (ECRI) | Vyaire Medical Inc (ECRI) | Not Available | Not Available | Vyaire Medical Inc (ECRI) | 42504596 | Active | MPEAST
DH09244 | Table, Examination/Treatment | Tables, Examination/Treatment (ECRI) | Midmark Corp (ECRI) | 625-001 | 625-001 | Midmark Corp (ECRI) | V1264912 | Active | MPEAST
DH09245 | Scale, Floor | Scales, Floor (ECRI) | Pelstar (Health-O-Meter)(ECRI) | 500KL | 500KL | Pelstar (Health-O-Meter)(ECRI) | 248310 | Active | MPEAST
DH09246 | Electrocardiograph | Electrocardiographs, Multichannel (ECRI) | Welch Allyn Inc (ECRI) | CP 150 | CP 150 | Welch Allyn Inc (ECRI) | 100039134415 | Active | MPEAST
DH09247 | GS Integrated Wall System | Ophthalmoscope/Otoscope/Vital Signs Measuring Systems (ECRI) | Welch Allyn Inc (ECRI) | 767 Series | 767 Series | Welch Allyn Inc (ECRI) | Not Available | Active | MPEAST
DH09248 | Module, Electrocardiograph | Modules, Electrocardiographs (ECRI) | Welch Allyn Inc (ECRI) | WAM | EKG WAM | Welch Allyn Inc (ECRI) | 122020000358 | Active | MPEAST
DH09249 | GS Integrated Wall System | Ophthalmoscope/Otoscope/Vital Signs Measuring Systems (ECRI) | Welch Allyn Inc (ECRI) | 767 Series | 767 Series | Welch Allyn Inc (ECRI) | Not Available | Active | MPEAST
DH09250 | Sphygmomanometer | Sphygmomanometers (ECRI) | Welch Allyn Inc (ECRI) | CE0297 | CE0297 | Welch Allyn Inc (ECRI) | 120721034343 | Active | MPEAST
DH09251 | Table, Examination/Treatment | Tables, Examination/Treatment (ECRI) | Midmark Corp (ECRI) | 204-001 | 204-001 | Midmark Corp (ECRI) | V1289667 | Active | MPEAST
DH09252 | Scale, Floor | Scales, Floor (ECRI) | Pelstar (Health-O-Meter)(ECRI) | 500KL | 500KL | Pelstar (Health-O-Meter)(ECRI) | 248570 | Active | MPEAST
DH09253 | Table, Examination/Treatment | Tables, Examination/Treatment (ECRI) | Midmark Corp (ECRI) | 625-395121 | 625-395121 | Midmark Corp (ECRI) | V1881409 | Active | MPEAST
DH09254 | Sphygmomanometer | Sphygmomanometers (ECRI) | Welch Allyn Inc (ECRI) | CE0297 | CE0297 | Welch Allyn Inc (ECRI) | 120721040642 | Active | MPEAST
DH09255 | GS Integrated Wall System | Ophthalmoscope/Otoscope/Vital Signs Measuring Systems (ECRI) | Welch Allyn Inc (ECRI) | 767 Series | 767 Series | Welch Allyn Inc (ECRI) | Not Available | Active | MPEAST
DH09256 | Scale, Floor | Scales, Floor (ECRI) | Pelstar (Health-O-Meter)(ECRI) | 500KL | 500KL | Pelstar (Health-O-Meter)(ECRI) | 248069 | Active | MPEAST
DH09257 | Table, Examination/Treatment | Tables, Examination/Treatment (ECRI) | Midmark Corp (ECRI) | 204-001 | 204-001 | Midmark Corp (ECRI) | V1289651 | Active | MPEAST
DH09258 | Sphygmomanometer | Sphygmomanometers (ECRI) | Welch Allyn Inc (ECRI) | CE0297 | CE0297 | Welch Allyn Inc (ECRI) | 120720151447 | Active | MPEAST
DH09259 | GS Integrated Wall System | Ophthalmoscope/Otoscope/Vital Signs Measuring Systems (ECRI) | Welch Allyn Inc (ECRI) | 767 Series | 767 Series | Welch Allyn Inc (ECRI) | NOt Available | Active | MPEAST
DH09260 | Scale, Floor | Scales, Floor (ECRI) | Pelstar (Health-O-Meter)(ECRI) | 500KL | 500KL | Pelstar (Health-O-Meter)(ECRI) | 248092 | Active | MPEAST
DH09261 | Centrifuge, Tabletop | Centrifuges, Tabletop (ECRI) | Drucker Diagnostics (ECRI) | 642E Quest | Horizon 642E Quest | Drucker Diagnostics (ECRI) | 160913B0964 | Active | MPEAST
DH09262 | Mixer | Mixers (ECRI) | IKA Works Inc (ECRI) | MS450 | MS450 | IKA Works Inc (ECRI) | 03.182457 | Active | MPEAST
DH09263 | Refrigerator, Pharmacy | Refrigerators, Pharmacy (ECRI) | American BioTech Supply (ECRI) | PH-ABT-HC-UCBI-0404G | PH-ABT-HC-UCBI-0404G | American BioTech Supply (ECRI) | HQ-ABS-17E3888-1705- | Active | MPEAST
DH09264 | Table, Examination/Treatment | Tables, Examination/Treatment (ECRI) | Midmark Corp (ECRI) | 204-001 | 204-001 | Midmark Corp (ECRI) | V1289584 | Active | MPEAST
DH09266 | Sphygmomanometer | Sphygmomanometers (ECRI) | Welch Allyn Inc (ECRI) | CE0297 | CE0297 | Welch Allyn Inc (ECRI) | 120721034446 | Active | MPEAST
DH09267 | Scale, Floor | Scales, Floor (ECRI) | Pelstar (Health-O-Meter)(ECRI) | 500KL | 500KL | Pelstar (Health-O-Meter)(ECRI) | 248311 | Active | MPEAST
DH09268 | Sphygmomanometer | Sphygmomanometers (ECRI) | Welch Allyn Inc (ECRI) | CE0297 | CE0297 | Welch Allyn Inc (ECRI) | 131217165785 | Active | MPEAST
DH09269 | GS Integrated Wall System | Ophthalmoscope/Otoscope/Vital Signs Measuring Systems (ECRI) | Welch Allyn Inc (ECRI) | 767 Series | 767 Series | Welch Allyn Inc (ECRI) | Not Available | Active | MPEAST
DH09270 | Table, Examination/Treatment | Tables, Examination/Treatment (ECRI) | Midmark Corp (ECRI) | 204-001 | 204-001 | Midmark Corp (ECRI) | V1289586 | Active | MPEAST
DH09271 | Scale, Floor | Scales, Floor (ECRI) | Pelstar (Health-O-Meter)(ECRI) | 500KL | 500KL | Pelstar (Health-O-Meter)(ECRI) | 248312 | Active | MPEAST
DH09272 | Sphygmomanometer | Sphygmomanometers (ECRI) | Welch Allyn Inc (ECRI) | CE0297 | CE0297 | Welch Allyn Inc (ECRI) | 181107052365 | Active | MPEAST
DH09273 | GS Integrated Wall System | Ophthalmoscope/Otoscope/Vital Signs Measuring Systems (ECRI) | Welch Allyn Inc (ECRI) | 767 Series | 767 Series | Welch Allyn Inc (ECRI) | Not Available | Active | MPEAST
DH09274 | Table, Examination/Treatment | Tables, Examination/Treatment (ECRI) | Midmark Corp (ECRI) | 204-001 | 204-001 | Midmark Corp (ECRI) | V2110089 | Active | MPEAST
DH09275 | Scale, Floor | Scales, Floor (ECRI) | Pelstar (Health-O-Meter)(ECRI) | 500KL | 500KL | Pelstar (Health-O-Meter)(ECRI) | 248314 | Active | MPEAST
DH09276 | Sphygmomanometer | Sphygmomanometers (ECRI) | Welch Allyn Inc (ECRI) | CE0297 | CE0297 | Welch Allyn Inc (ECRI) | 120718132608 | Active | MPEAST
DH09277 | GS Integrated Wall System | Ophthalmoscope/Otoscope/Vital Signs Measuring Systems (ECRI) | Welch Allyn Inc (ECRI) | 767 Series | 767 Series | Welch Allyn Inc (ECRI) | Not Available | Active | MPEAST
DH09278 | Table, Examination/Treatment | Tables, Examination/Treatment (ECRI) | Midmark Corp (ECRI) | 204-001 | 204-001 | Midmark Corp (ECRI) | V1282654 | Active | MPEAST
DH09279 | Scale, Floor | Scales, Floor (ECRI) | Pelstar (Health-O-Meter)(ECRI) | 500KL | 500KL | Pelstar (Health-O-Meter)(ECRI) | 248553 | Active | MPEAST
DH09280 | Sphygmomanometer | Sphygmomanometers (ECRI) | Welch Allyn Inc (ECRI) | CE0297 | CE0297 | Welch Allyn Inc (ECRI) | 120718120631 | Active | MPEAST
DH09281 | GS Integrated Wall System | Ophthalmoscope/Otoscope/Vital Signs Measuring Systems (ECRI) | Welch Allyn Inc (ECRI) | 767 Series | 767 Series | Welch Allyn Inc (ECRI) | Not Available | Active | MPEAST
DH09282 | Table, Examination/Treatment | Tables, Examination/Treatment (ECRI) | Midmark Corp (ECRI) | 204-001 | 204-001 | Midmark Corp (ECRI) | V1278909 | Active | MPEAST
DH09283 | Scale, Floor | Scales, Floor (ECRI) | Pelstar (Health-O-Meter)(ECRI) | 500KL | 500KL | Pelstar (Health-O-Meter)(ECRI) | 248082 | Active | MPEAST
DH09284 | Sphygmomanometer | Sphygmomanometers (ECRI) | Welch Allyn Inc (ECRI) | CE0297 | CE0297 | Welch Allyn Inc (ECRI) | 120718133211 | Active | MPEAST
DH09285 | GS Integrated Wall System | Ophthalmoscope/Otoscope/Vital Signs Measuring Systems (ECRI) | Welch Allyn Inc (ECRI) | 767 Series | 767 Series | Welch Allyn Inc (ECRI) | Not Available | Active | MPEAST
DH09286 | Table, Examination/Treatment | Tables, Examination/Treatment (ECRI) | Midmark Corp (ECRI) | 204-001 | 204-001 | Midmark Corp (ECRI) | V1278902 | Active | MPEAST
DH09287 | Scale, Floor | Scales, Floor (ECRI) | Pelstar (Health-O-Meter)(ECRI) | 500KL | 500KL | Pelstar (Health-O-Meter)(ECRI) | 248075 | Active | MPEAST
DH09288 | Sphygmomanometer | Sphygmomanometers (ECRI) | Welch Allyn Inc (ECRI) | CE0297 | CE0297 | Welch Allyn Inc (ECRI) | 120721014606 | Active | MPEAST
DH09289 | GS Integrated Wall System | Ophthalmoscope/Otoscope/Vital Signs Measuring Systems (ECRI) | Welch Allyn Inc (ECRI) | 767 Series | 767 Series | Welch Allyn Inc (ECRI) | Not Available | Active | MPEAST
DH09290 | Table, Examination/Treatment | Tables, Examination/Treatment (ECRI) | Midmark Corp (ECRI) | 204-001 | 204-001 | Midmark Corp (ECRI) | V1289589 | Active | MPEAST
DH09291 | Sphygmomanometer | Sphygmomanometers (ECRI) | Welch Allyn Inc (ECRI) | CE0050 | CE0050 | Welch Allyn Inc (ECRI) | 0205210014 | Active | MPEAST
DH09292 | Scale, Floor | Scales, Floor (ECRI) | Pelstar (Health-O-Meter)(ECRI) | 500KL | 500KL | Pelstar (Health-O-Meter)(ECRI) | 248562 | Active | MPEAST
DH09293 | Sphygmomanometer | Sphygmomanometers (ECRI) | Welch Allyn Inc (ECRI) | CE0297 | CE0297 | Welch Allyn Inc (ECRI) | 120721012711 | Active | MPEAST
DH09294 | GS Integrated Wall System | Ophthalmoscope/Otoscope/Vital Signs Measuring Systems (ECRI) | Welch Allyn Inc (ECRI) | 767 Series | 767 Series | Welch Allyn Inc (ECRI) | Not Available | Active | MPEAST
DH09295 | Table, Examination/Treatment | Tables, Examination/Treatment (ECRI) | Midmark Corp (ECRI) | 204-001 | 204-001 | Midmark Corp (ECRI) | V182896 | Active | MPEAST
DH09296 | Scale, Floor | Scales, Floor (ECRI) | Pelstar (Health-O-Meter)(ECRI) | 500KL | 500KL | Pelstar (Health-O-Meter)(ECRI) | 248084 | Active | MPEAST
DH09297 | Sphygmomanometer | Sphygmomanometers (ECRI) | Welch Allyn Inc (ECRI) | CE0297 | CE0297 | Welch Allyn Inc (ECRI) | 120720150847 | Active | MPEAST
DH09298 | GS Integrated Wall System | Ophthalmoscope/Otoscope/Vital Signs Measuring Systems (ECRI) | Welch Allyn Inc (ECRI) | 767 Series | 767 Series | Welch Allyn Inc (ECRI) | Not Available | Active | MPEAST
DH09299 | Table, Examination/Treatment | Tables, Examination/Treatment (ECRI) | Midmark Corp (ECRI) | 204-001 | 204-001 | Midmark Corp (ECRI) | V1289446 | Active | MPEAST
DH09300 | Scale, Floor | Scales, Floor (ECRI) | Pelstar (Health-O-Meter)(ECRI) | 500KL | 500KL | Pelstar (Health-O-Meter)(ECRI) | 248568 | Active | MPEAST
DH09302 | Wheelchair, Mechanical | Wheelchairs, Mechanical (ECRI) | Medline Industries Inc (ECRI) | MDS806750 | MDS806750 | Medline Industries Inc (ECRI) | B151102395 | Active | MPEAST
DH09303 | Wheelchair, Mechanical | Wheelchairs, Mechanical (ECRI) | Medline Industries Inc (ECRI) | MDS806750 | MDS806750 | Medline Industries Inc (ECRI) | Not Available | Active | MPEAST
DH09304 | Wheelchair | Wheelchairs (ECRI) | Drive (ECRI) | SSP220DDA-ELR | SSP220DDA-ELR | Drive (ECRI) | 5D 2212018726 | Active | MPEAST
DH09305 | Warmer Unit,Blanket | Warmers, Gel (ECRI) | MAC Medical Inc (ECRI) | SWC243024-G-NB | SWC243024-G-NB | Drive (ECRI) | 053123-D11 | Active | MPEAST
DH09306 | Refrigerator | Refrigerators (ECRI) | American BioTech Supply (ECRI) | PH-ABT-HC-UCFS-0104 | PH-ABT-HC-UCFS-0104 | American BioTech Supply (ECRI) | ABS-082209217397PW-2304V52 | Active | MPEAST
DH09307 | Viewing System | Vein Finders (ECRI) | AccuVein Inc (ECRI) | AV 500 | AV 500 | AccuVein Inc (ECRI) | AV19290037 | Active | MPEAST
DH09308 | SPhygmomanometer | Sphygmomanometers (ECRI) | Medline Industries Inc (ECRI) | WALL MOUNT | WALL MOUNT | Medline Industries Inc (ECRI) | 074372 | Active | MPEAST
DH09309 | Stretcher | Stretchers, Mobile, Hospital (ECRI) | Stryker Medical (ECRI) | 1001 | Advantage Series | Stryker Medical (ECRI) | 0310056010 | Active | MPEAST
DH09310 | Monitor, Vital Signs | Monitors, Vital Signs (ECRI) | Welch Allyn Inc (ECRI) | 67MCTP | Connex Vital Signs | Welch Allyn Inc (ECRI) | 100043461423 | Active | MPEAST
DH09311 | Stretcher | Stretchers, Mobile, Hospital (ECRI) | Stryker Medical (ECRI) | 1001 | Advantage Series | Stryker Medical (ECRI) | 0401059721 | Active | MPEAST
DH09312 | Monitor, Vital Signs | Monitors, Vital Signs (ECRI) | Welch Allyn Inc (ECRI) | 67MCTP | Connex Vital Signs | Welch Allyn Inc (ECRI) | 100043441423 | Active | MPEAST
DH09313 | Monitor, Vital Signs | Monitors, Vital Signs (ECRI) | Welch Allyn Inc (ECRI) | 67MCTP | Connex Vital Signs | Welch Allyn Inc (ECRI) | 100043451423 | Active | MPEAST
DH09314 | Chair | Chairs, Examination/Treatment (ECRI) | Not Available | Not Available | Not Available | Not Available | Not Available | Active | MPEAST
DH09315 | Scale, Floor | Scales, Floor (ECRI) | Pelstar (Health-O-Meter)(ECRI) | 500KL | 500KL | Pelstar (Health-O-Meter)(ECRI) | 241798 | Active | MPEAST
DH09316 | Table, Operating/Surgical | Tables, Operating/Surgical (ECRI) | Stille Surgical Inc (ECRI) | imagiQ2 | imagiQ2 | Stille Surgical Inc (ECRI) | 530-17032311581129 | Active | MPEAST
DH09317 | Light, Surgical | Lights, Surgical (ECRI) | Ritter - Midwest Div Sybron Co | Not Available | Not Available | Ritter - Midwest Div Sybron Co | Not Available | Active | MPEAST
DH09318 | Light, Examination | Lights, Examination (ECRI) | Midmark Corp (ECRI) | 255-002 | 255-002 | Midmark Corp (ECRI) | V2419177 | Active | MPEAST
DH09319 | Suction Unit | Suction Units (ECRI) | Allied Healthcare Inc (ECRI) | L190 | L190 | Allied Healthcare Inc (ECRI) | Not Available | Active | MPEAST
DH09320 | UPS | Power Systems, Uninterruptible (ECRI) | Medi-Products Inc (ECRI) | MD2020V | MD2020V | Medi-Products Inc (ECRI) | MDHQ2229GF9EH.08.23 | Active | MPEAST
DH09321 | Doppler | Detectors, Blood Flow, Ultrasonic (ECRI) | Huntleigh Diagnostics (ECRI) | D900 | Dopplex | Huntleigh Diagnostics (ECRI) | 900LX19436623 | Active | MPEAST
DH09322 | Table, Operating/Surgical | Tables, Operating/Surgical (ECRI) | Stille Surgical Inc (ECRI) | imagiQ2 | imagiQ2 | Stille Surgical Inc (ECRI) | 530-17032311581130 | Active | MPEAST
DH09323 | Suction Unit | Suction Units (ECRI) | Allied Healthcare Inc (ECRI) | L190 | L190 | Allied Healthcare Inc (ECRI) | Not Available | Active | MPEAST
DH09324 | Light,Surgical | Lights, Surgical (ECRI) | Ritter - Midwest Div Sybron Co | Not Available | Not Available | Ritter - Midwest Div Sybron Co | Not Available | Active | MPEAST
DH09325 | Light, Examination | Lights, Examination (ECRI) | Midmark Corp (ECRI) | 255-002 | 255-002 | Midmark Corp (ECRI) | V2440473 | Active | MPEAST
DH09326 | UPS | Power Systems, Uninterruptible (ECRI) | Medi-Products Inc (ECRI) | MD2020V | MD2020V | Medi-Products Inc (ECRI) | MDHQ2140MJZRT.08.23 | Active | MPEAST
DH09327 | Chair, Examination/Treatment | Chairs, Examination/Treatment (ECRI) | Midmark Corp (ECRI) | 626-001 | 626-001 | Midmark Corp (ECRI) | V2087216 | Active | MPEAST
DH09328 | Sphygmomanometer | Sphygmomanometers (ECRI) | Medline Industries Inc (ECRI) | WALL MOUNT | WALL MOUNT | Medline Industries Inc (ECRI) | 085529 | Active | MPEAST
DH09329 | GS Integrated Wall System | Ophthalmoscope/Otoscope/Vital Signs Measuring Systems (ECRI) | Welch Allyn Inc (ECRI) | 767 Series | 767 Series | Welch Allyn Inc (ECRI) | Not Available | Active | MPEAST
DH09330 | Chair, Examination/Treatment | Chairs, Examination/Treatment (ECRI) | Midmark Corp (ECRI) | 626-001 | 626-001 | Midmark Corp (ECRI) | V208972 | Active | MPEAST
DH09331 | Sphygmonanometer | Sphygmomanometers (ECRI) | Medline Industries Inc (ECRI) | WALL MOUNT | WALL MOUNT | Medline Industries Inc (ECRI) | 085547 | Active | MPEAST
DH09332 | Chair, Examination/Treatment | Chairs, Examination/Treatment (ECRI) | Midmark Corp (ECRI) | 626-001 | 626-001 | Midmark Corp (ECRI) | V2086956 | Active | MPEAST
DH09333 | Sphygmomanometer | Sphygmomanometers (ECRI) | Medline Industries Inc (ECRI) | WALL MOUNT | WALL MOUNT | Medline Industries Inc (ECRI) | 085538 | Active | MPEAST
DH09334 | Monitor, Vital Signs | Monitors, Vital Signs (ECRI) | Welch Allyn Inc (ECRI) | 75MT | Connex Spot Monitor | Welch Allyn Inc (ECRI) | 100002782818 | Active | MPEAST
DH09335 | Suction Pump | Pumps, Subcutaneous Infiltration (ECRI) | HK Surgical (ECRI) | KTIP | KTIP | HK Surgical (ECRI) | H23Q080234 | Active | MPEAST
DH09336 | RF Generator | Radiofrequency Therapy Systems, Vein Occlusion (ECRI) | Venclose Inc (ECRI) | VC-RFG-1 | Venclose RF Gen | Venclose Inc (ECRI) | 2020020109 | Active | MPEAST
DH09337 | Chair, Examination, Podiatry | Chairs, Examination/Treatment, Podiatry (ECRI) | Midmark Corp (ECRI) | 641-003 | 641-003 | Midmark Corp (ECRI) | V496903 | Active | MPEAST
DH09338 | LIGHT, VAIN | Vein Finders (ECRI) | Wagner Instruments (ECRI) | 21AC1K200X-WM | 21AC1K200X-WM | Wagner Instruments (ECRI) | 97915 | Active | MPEAST
DH09339 | Sphygmomanometer | Sphygmomanometers (ECRI) | Medline Industries Inc (ECRI) | WALL MOUNT | WALL MOUNT | Medline Industries Inc (ECRI) | 085554 | Active | MPEAST
DH09340 | Light,Surgical | Lights, Surgical (ECRI) | Ritter - Midwest Div Sybron Co | 355-025 | 355-025 | Ritter - Midwest Div Sybron Co | V469695 | Active | MPEAST
DH09341 | Monitor, Vital Signs | Monitors, Vital Signs (ECRI) | Welch Allyn Inc (ECRI) | 75MT | Connex Spot Monitor | Welch Allyn Inc (ECRI) | 100074145320 | Active | MPEAST
DH09342 | Sphygmomanometer | Sphygmomanometers (ECRI) | Medline Industries Inc (ECRI) | WALL MOUNT | WALL MOUNT | Medline Industries Inc (ECRI) | 085528 | Active | MPEAST
DH09343 | Light | Lights, Examination (ECRI) | Not Available | 20 | 20 | Not Available | 20062320 | Active | MPEAST
DH09344 | Chair, Examination, Podiatry | Chairs, Examination/Treatment, Podiatry (ECRI) | Midmark Corp (ECRI) | 641-003 | 641-003 | Midmark Corp (ECRI) | V437412 | Active | MPEAST
DH09345 | Suction Pump | Pumps, Subcutaneous Infiltration (ECRI) | HK Surgical (ECRI) | KTIP | KTIP | HK Surgical (ECRI) | H24Q010266 | Active | MPEAST
DH09346 | RF Generator | Radiofrequency Therapy Systems, Vein Occlusion (ECRI) | Venclose Inc (ECRI) | VC-RFG-1 | Venclose RF Gen | Venclose Inc (ECRI) | 2020020108 | Active | MPEAST
DH09347 | Light, Surgical | Lights, Examination (ECRI) | Ritter - Midwest Div Sybron Co | 355-025 | 355-025 | Ritter - Midwest Div Sybron Co | V110172 | Active | MPEAST
DH09348 | Light, Examination | Lights, Examination (ECRI) | Midmark Corp (ECRI) | 355-025 | 355-025 | Midmark Corp (ECRI) | V1674552 | Active | MPEAST
DH09350 | Sphygmomanometer | Sphygmomanometers (ECRI) | Medline Industries Inc (ECRI) | WALL MOUNT | WALL MOUNT | Medline Industries Inc (ECRI) | 085522 | Active | MPEAST
DH09351 | Thermometer, Electronic | Thermometers, Electronic (ECRI) | Welch Allyn Inc (ECRI) | 690 | SureTemp Plus | Welch Allyn Inc (ECRI) | 11330698 | Active | MPEAST
DH09352 | Centrifuge, Tabletop | Centrifuges, Tabletop (ECRI) | Drucker Diagnostics (ECRI) | 642E Quest | Horizon 642E Quest | Drucker Diagnostics (ECRI) | 520611-55 | Active | MPEAST
DH09354 | Oxygen Concentrator | Oxygen Concentrators (ECRI) | DeVilbliss Healthcare (ECRI) | 525DS | 525DS | DeVilbliss Healthcare (ECRI) | 525DD-033 | Active | MPEAST
DH09355 | Chair, Examination/Treatment | Chairs, Examination/Treatment (ECRI) | Midmark Corp (ECRI) | 626-001 | 626-001 | Midmark Corp (ECRI) | V2086990 | Active | MPEAST
DH09356 | Sphygmomanometer | Sphygmomanometers (ECRI) | Medline Industries Inc (ECRI) | WALL MOUNT | WALL MOUNT | Medline Industries Inc (ECRI) | 085519 | Active | MPEAST
DH09357 | Thermometer, Electronic | Thermometers, Electronic (ECRI) | Welch Allyn Inc (ECRI) | 690 | SureTemp Plus | Welch Allyn Inc (ECRI) | 11330700 | Active | MPEAST
DH09358 | Thermometer, Electronic | Thermometers, Electronic (ECRI) | Welch Allyn Inc (ECRI) | 690 | SureTemp Plus | Welch Allyn Inc (ECRI) | 1130704 | Active | MPEAST
DH09359 | Chair, Examination/Treatment | Chairs, Examination/Treatment (ECRI) | Midmark Corp (ECRI) | 626-001 | 626-001 | Midmark Corp (ECRI) | V2086892 | Active | MPEAST
DH09360 | Sphygmomanometer | Sphygmomanometers (ECRI) | Medline Industries Inc (ECRI) | WALL MOUNT | WALL MOUNT | Medline Industries Inc (ECRI) | 085519 | Active | MPEAST
DH09361 | Dopplex | Probes (ECRI) | Arjo Inc (ECRI) | D900 | D900 | Arjo Inc (ECRI) | 900LX19302423 | Active | MPEAST
DH09362 | Doppler, Blood Flow | Detectors, Blood Flow, Ultrasonic (ECRI) | Cooper Surgical Inc (ECRI) | L250 | LifeDop L250 | Arjo Inc (ECRI) | 2015040074 | Active | MPEAST
DH09363 | Doppler, Blood Flow | Detectors, Blood Flow, Ultrasonic (ECRI) | Cooper Surgical Inc (ECRI) | L250 | LifeDop L250 | Arjo Inc (ECRI) | 2015040089 | Active | MPEAST
DH09364 | Scale,Patient | Scales (ECRI) | Seca NA (ECRI) | ADULT | ADULT | Seca NA (ECRI) | 5700347065611 | Active | MPEAST
DH09365 | Stretcher | Stretchers, Mobile, Hospital (ECRI) | Stryker Medical (ECRI) | 1015 | Glideaway | Stryker Medical (ECRI) | 0708089726 | Active | MPEAST
DH09366 | Exerciser, Treadmill | Exercisers, Treadmills (ECRI) | Landice Inc (ECRI) | L7 | L7 | Landice Inc (ECRI) | 12535 | Active | MPEAST
DH09367 | Stretcher | Stretchers, Mobile, Hospital (ECRI) | Stryker Medical (ECRI) | 1015 | Glideaway | Stryker Medical (ECRI) | 0708089725 | Active | MPEAST
DH09368 | Sphygmomanometer | Sphygmomanometers (ECRI) | Medline Industries Inc (ECRI) | WALLMOUNT | WALLMOUNT | Medline Industries Inc (ECRI) | 704400 | Active | MPEAST
DH09369 | Stretcher | Stretchers, Mobile, Hospital (ECRI) | Stryker Medical (ECRI) | 1015 | Glideaway | Stryker Medical (ECRI) | 1108031135 | Active | MPEAST
DH09370 | Scanning System | Scanning Systems, Bladder (ECRI) | Unetixs Vascular Inc (ECRI) | Not Available | Not Available | Unetixs Vascular Inc (ECRI) | Not Available | Active | MPEAST
DH09371 | Stretcher | Stretchers, Mobile, Hospital (ECRI) | Stryker Medical (ECRI) | 1015 | Glideaway | Stryker Medical (ECRI) | 0708089727 | Active | MPEAST
DH09372 | Sphygmomanometer | Sphygmomanometers (ECRI) | Medline Industries Inc (ECRI) | WALLMOUNT | WALLMOUNT | Medline Industries Inc (ECRI) | 704400 | Active | MPEAST
DH09373 | Stretcher | Stretchers, Mobile, Hospital (ECRI) | Stryker Medical (ECRI) | 1015 | Glideaway | Stryker Medical (ECRI) | 0708089724 | Active | MPEAST
DH09374 | Sphygmomanometer | Sphygmomanometers (ECRI) | Medline Industries Inc (ECRI) | WALLMOUNT | WALLMOUNT | Medline Industries Inc (ECRI) | 704400 | Active | MPEAST
DH09375 | Sphygmomanometer | Sphygmomanometers (ECRI) | Welch Allyn Inc (ECRI) | CE0297 | CE0297 | Welch Allyn Inc (ECRI) | 100909144208 | Active | MPEAST
DH09376 | Defibrillator, External, Auto | Defibrillators, External, Auto (ECRI) | Philips Healthcare (ECRI) | FRx | HeartStart | Philips Healthcare (ECRI) | BIOG-04979 | Active | MPEAST
DH09377 | Wheelchair | Wheelchairs, Mechanical (ECRI) | Medline Industries Inc (ECRI) | NA | 13816 | Medline Industries Inc (ECRI) | MDS806700 | Active | MPEAST
DH09378 | Scale,Patient | Scales (ECRI) | Jarden Corp | ADULT | ADULT | Jarden Corp | 2425 | Active | MPEAST
DH09379 | GS Integrated Wall System | Ophthalmoscope/Otoscope/Vital Signs Measuring Systems (ECRI) | Welch Allyn Inc (ECRI) | 767 Series | 767 Series | Welch Allyn Inc (ECRI) | 090721151916 | Active | MPEAST
DH09380 | Defibrillator, External, Auto | Defibrillators, External, Auto (ECRI) | Physio-Control Inc (ECRI) | LIFEPAK CR Plus | LIFEPAK CR Plus | Physio-Control Inc (ECRI) | 48087636 | Active | MPEAST
DH09382 | Table, Examination/Treatment | Tables, Examination/Treatment (ECRI) | Midmark Corp (ECRI) | 204-001 | 204-001 | Midmark Corp (ECRI) | V1901190 | Active | MPEAST
DH09383 | Sphygmomanometer | Sphygmomanometers (ECRI) | Welch Allyn Inc (ECRI) | CE0297 | CE0297 | Tycos Instruments Inc - A Divi | 171124180875 | Active | MPEAST
DH09384 | GS Integrated Wall System | Ophthalmoscope/Otoscope/Vital Signs Measuring Systems (ECRI) | Welch Allyn Inc (ECRI) | 767 Series | 767 Series | Welch Allyn Inc (ECRI) | Not Available | Active | MPEAST
DH09385 | Thermometer, Electronic | Thermometers, Electronic (ECRI) | Welch Allyn Inc (ECRI) | 690 | SureTemp Plus | Welch Allyn Inc (ECRI) | 17454263 | Active | MPEAST
DH09386 | Table, Examination/Treatment | Tables, Examination/Treatment, Adjustable (ECRI) | Midmark Corp (ECRI) | 204-002 | 204-002 | Midmark Corp (ECRI) | V1360580 | Active | MPEAST
DH09387 | Sphygmomanometer | Sphygmomanometers (ECRI) | Welch Allyn Inc (ECRI) | CE0297 | CE0297 | Welch Allyn Inc (ECRI) | 171124201795 | Active | MPEAST
DH09388 | GS Integrated Wall System | Ophthalmoscope/Otoscope/Vital Signs Measuring Systems (ECRI) | Welch Allyn Inc (ECRI) | 767 Series | 767 Series | Welch Allyn Inc (ECRI) | Not Available | Active | MPEAST
DH09389 | Thermometer, Electronic | Thermometers, Electronic (ECRI) | Welch Allyn Inc (ECRI) | 690 | SureTemp Plus | Welch Allyn Inc (ECRI) | 11403366 | Active | MPEAST
DH09390 | Scale | Scales (ECRI) | Rice Lake Weighing Sys (ECRI) | H150-10-5 |  | Rice Lake Weighing Sys (ECRI) | 080117C159594 | Active | MPEAST
DH09391 | Thermometer, Electronic | Thermometers, Electronic (ECRI) | Welch Allyn Inc (ECRI) | 690 | SureTemp Plus | Welch Allyn Inc (ECRI) | 10240637 | Active | MPEAST
DH09392 | Oximeters, Pulse (ECRI) | Oximeters, Pulse (ECRI) | Masimo Corp (ECRI) | Not Available | Not Available | Masimo Corp (ECRI) | 801809 | Active | MPEAST
DH09393 | Table, Examination/Treatment | Tables, Examination/Treatment (ECRI) | Midmark Corp (ECRI) | 625-001 | 625-001 | Midmark Corp (ECRI) | V1959698 | Active | MPEAST
DH09394 | Sphygmomanometer | Sphygmomanometers (ECRI) | Welch Allyn Inc (ECRI) | CE0297 | CE0297 | Welch Allyn Inc (ECRI) | 171124193935 | Active | MPEAST
DH09395 | GS Integrated Wall System | Ophthalmoscope/Otoscope/Vital Signs Measuring Systems (ECRI) | Welch Allyn Inc (ECRI) | 767 Series | 767 Series | Welch Allyn Inc (ECRI) | Not Available | Active | MPEAST
DH09396 | Thermometer, Electronic | Thermometers, Electronic (ECRI) | Welch Allyn Inc (ECRI) | 690 | SureTemp Plus | Welch Allyn Inc (ECRI) | 17442605 | Active | MPEAST
DH09397 | Scale, Floor | Scales, Floor (ECRI) | Rice Lake Weighing Sys (ECRI) | H150 | H150 | Rice Lake Weighing Sys (ECRI) | 080117C159704 | Active | MPEAST
DH09398 | Scanning System, Bladder | Scanning Systems, Bladder (ECRI) | Verathon Inc (ECRI) | BVI 9600 | BVI 9600 | Verathon Inc (ECRI) | 00001814 | Active | MPEAST
DH09399 | Module, Electrocardiograph | Modules, Electrocardiographs (ECRI) | Welch Allyn Inc (ECRI) | AM12 | AM12 | Welch Allyn Inc (ECRI) | 122370000532 | Active | MPEAST
DH09400 | Battery/Dock Charger | Battery/Dock Chargers (ECRI) | Verathon Inc (ECRI) | 0570-0168 | ScanPoint | Verathon Inc (ECRI) | Not Available | Active | MPEAST
DH09401 | Scale | Scales (ECRI) | Detecto Scale Co (ECRI) | CHAIR | CHAIR | Detecto Scale Co (ECRI) | S0062 | Active | MPEAST
DH09402 | Sphygmomanometer | Sphygmomanometers (ECRI) | Welch Allyn Inc (ECRI) | Tycos | Tycos | Welch Allyn Inc (ECRI) | 171124185975 | Active | MPEAST
DH09403 | GS Integrated Wall System | Ophthalmoscope/Otoscopes (ECRI) | Welch Allyn Inc (ECRI) | 408282 | Green Series 777 | Welch Allyn Inc (ECRI) | Not Available | Active | MPEAST
DH09404 | Thermometer, Electronic | Thermometers, Electronic (ECRI) | Welch Allyn Inc (ECRI) | 690 | SureTemp Plus | Welch Allyn Inc (ECRI) | 17454985 | Active | MPEAST
DH09405 | Table, Examination/Treatment | Tables, Examination/Treatment (ECRI) | Midmark Corp (ECRI) | 625-395121 | 625-395121 | Midmark Corp (ECRI) | V159768 | Active | MPEAST
DH09406 | Scale, Floor | Scales, Floor (ECRI) | Rice Lake Weighing Sys (ECRI) | H150 | H150 | Rice Lake Weighing Sys (ECRI) | 080117C159614 | Active | MPEAST
DH09407 | Sphygmomanometer | Sphygmomanometers (ECRI) | Welch Allyn Inc (ECRI) | Tycos | Tycos | Welch Allyn Inc (ECRI) | 180112102515 | Active | MPEAST
DH09408 | GS Integrated Wall System | Ophthalmoscope/Otoscopes (ECRI) | Welch Allyn Inc (ECRI) | 408282 | Green Series 777 | Welch Allyn Inc (ECRI) | Not Available | Active | MPEAST
DH09409 | Thermometer, Electronic | Thermometers, Electronic (ECRI) | Welch Allyn Inc (ECRI) | 690 | SureTemp Plus | Welch Allyn Inc (ECRI) | 18035337 | Active | MPEAST
DH09410 | Table, Examination/Treatment | Tables, Examination/Treatment (ECRI) | Midmark Corp (ECRI) | 625-395121 | 625-395121 | Midmark Corp (ECRI) | V1959393 | Active | MPEAST
DH09411 | Scale, Floor | Scales, Floor (ECRI) | Rice Lake Weighing Sys (ECRI) | H150 | H150 | Rice Lake Weighing Sys (ECRI) | 080117C159731 | Active | MPEAST
DH09412 | Thermometer, Electronic | Thermometers, Electronic (ECRI) | Welch Allyn Inc (ECRI) | 690 | SureTemp Plus | Welch Allyn Inc (ECRI) | 17442625 | Active | MPEAST
DH09413 | Table, Examination/Treatment | Tables, Examination/Treatment (ECRI) | Midmark Corp (ECRI) | 244-001 | 244-001 | Midmark Corp (ECRI) | 174201612 | Active | MPEAST
DH09414 | Sphygmomanometer | Sphygmomanometers (ECRI) | Welch Allyn Inc (ECRI) | CE0297 | CE0297 | Welch Allyn Inc (ECRI) | 180112172875 | Active | MPEAST
DH09415 | GS Integrated Wall System | Ophthalmoscope/Otoscopes (ECRI) | Welch Allyn Inc (ECRI) | 408282 | Green Series 777 | Welch Allyn Inc (ECRI) | Not Available | Active | MPEAST
DH09416 | Thermometer, Electronic | Thermometers, Electronic (ECRI) | Welch Allyn Inc (ECRI) | 690 | SureTemp Plus | Welch Allyn Inc (ECRI) | 17443090 | Active | MPEAST
DH09417 | Controller | Controllers (ECRI) | Pelstar (Health-O-Meter)(ECRI) | Not Available | Not Available | Pelstar (Health-O-Meter)(ECRI) | Not Available | Active | MPEAST
DH09418 | Scale, Floor | Scales, Floor (ECRI) | Rice Lake Weighing Sys (ECRI) | H150 | H150 | Rice Lake Weighing Sys (ECRI) | 080117C159762 | Active | MPEAST
DH09419 | Sphygmomanometer | Sphygmomanometers (ECRI) | Welch Allyn Inc (ECRI) | CE0297 | CE0297 | Welch Allyn Inc (ECRI) | 171117214155 | Active | MPEAST
DH09420 | GS Integrated Wall System | Ophthalmoscope/Otoscopes (ECRI) | Welch Allyn Inc (ECRI) | 408282 | Green Series 777 | Welch Allyn Inc (ECRI) | Not Available | Active | MPEAST
DH09421 | Thermometer, Electronic | Thermometers, Electronic (ECRI) | Welch Allyn Inc (ECRI) | 690 | SureTemp Plus | Welch Allyn Inc (ECRI) | 18024675 | Active | MPEAST
DH09422 | Table, Examination/Treatment | Tables, Examination/Treatment (ECRI) | Midmark Corp (ECRI) | 625-395121 | 625-395121 | Midmark Corp (ECRI) | V1959780 | Active | MPEAST
DH09423 | Scale, Floor | Scales, Floor (ECRI) | Rice Lake Weighing Sys (ECRI) | H150 | H150 | Rice Lake Weighing Sys (ECRI) | 080117C159627 | Active | MPEAST
DH09424 | Analyzer, Laboratory, Urine | Analyzers, Laboratory, Urine, Semiautomated (ECRI) | Siemens Healthcare (ECRI) | CLINITEK Status+ | CLINITEK Status+ | Siemens Healthcare (ECRI) | 291191 | Active | MPEAST
DH09425 | Analyzer | Analyzers, Point-of-Care, Whole Blood, Hematology, Hemoglobin (ECRI) | HemoCue AB (ECRI) | Hb 801 | Hb 801 | HemoCue AB (ECRI) | 2342020047 | Active | MPEAST
DH09426 | Centrifuge, Tabletop | Centrifuges, Tabletop (ECRI) | Drucker Diagnostics (ECRI) | 642E Drucker | 642E Drucker | Drucker Diagnostics (ECRI) | 130314-651 | Active | MPEAST
DH09427 | Analyzer, Glucose | Analyzers, Point-Of-Care, Whole Blood, Glucose (ECRI) | HemoCue AB (ECRI) | Glucose 201 | Glucose 201 | HemoCue AB (ECRI) | 2223119020 | Active | MPEAST
DH09428 | Defibrillator, External, Auto | Defibrillators, External, Auto (ECRI) | Physio-Control Inc (ECRI) | LIFEPAK CR Plus | LIFEPAK CR Plus | Physio-Control Inc (ECRI) | 48087653 | Active | MPEAST
DH09429 | Sphygmomanometer | Sphygmomanometers (ECRI) | Welch Allyn Inc (ECRI) | CE0050 | CE0050 | Welch Allyn Inc (ECRI) | 0208220924 | Active | MPEAST
DH09430 | Oximeter, Pulse | Oximeters, Pulse (ECRI) | Masimo Corp (ECRI) | Rad-5v | Rad-5v | Masimo Corp (ECRI) | N63365 | Active | MPEAST
DH09431 | Sphygmomanometer | Sphygmomanometers (ECRI) | Welch Allyn Inc (ECRI) | CE0297 | CE0297 | Welch Allyn Inc (ECRI) | 140214229925 | Active | MPEAST
DH09432 | GS Integrated Wall System | Ophthalmoscope/Otoscopes (ECRI) | Welch Allyn Inc (ECRI) | 408282 | Green Series 777 | Welch Allyn Inc (ECRI) | Not Available | Active | MPEAST
DH09433 | Chair, Examination/Treatment | Chairs, Examination/Treatment (ECRI) | Midmark Corp (ECRI) | 630-003 | 630-003 | Midmark Corp (ECRI) | V948297 | Active | MPEAST
DH09434 | Refrigerator | Refrigerators (ECRI) | American BioTech Supply (ECRI) | PH-ABT-HC-UCBI-0404S | PH-ABT-HC-UCBI-0404S | American BioTech Supply (ECRI) | ABS-7042174-1807-V52 | Active | MPEAST
DH09435 | Freezer | Freezers (ECRI) | American BioTech Supply (ECRI) | PH-ABT-HC-UCBI-0420 | PH-ABT-HC-UCBI-0420 | American BioTech Supply (ECRI) | ABS-6169645-1807-V52 | Active | MPEAST
DH09436 | Refrigerator | Refrigerators (ECRI) | American BioTech Supply (ECRI) | PH-ABT-HC-S49G | PH-ABT-HC-S49G | American BioTech Supply (ECRI) | ABS-9189129-2005 | Active | MPEAST
DH09437 | Module, Electrocardiograph | Modules, Electrocardiographs (ECRI) | Welch Allyn Inc (ECRI) | AM12 | AM12 | Welch Allyn Inc (ECRI) | 122370000537 | Active | MPEAST
DH09438 | Sphygmomanometer | Sphygmomanometers (ECRI) | Welch Allyn Inc (ECRI) | CE0297 | CE0297 | Welch Allyn Inc (ECRI) | 140220180025 | Active | MPEAST
DH09439 | GS Integrated Wall System | Ophthalmoscope/Otoscopes (ECRI) | Welch Allyn Inc (ECRI) | 408282 | Green Series 777 | Welch Allyn Inc (ECRI) | Not Available | Active | MPEAST
DH09440 | Thermometer, Electronic | Thermometers, Electronic (ECRI) | Welch Allyn Inc (ECRI) | 690 | SureTemp Plus | Welch Allyn Inc (ECRI) | 014374 | Active | MPEAST
DH09441 | Table, Examination/Treatment | Tables, Examination/Treatment (ECRI) | Midmark Corp (ECRI) | 222-016 | 222-016 | Midmark Corp (ECRI) | V1525815 | Active | MPEAST
DH09442 | Scale, Floor | Scales, Floor (ECRI) | Pelstar (Health-O-Meter)(ECRI) | 500KL | 500KL | Pelstar (Health-O-Meter)(ECRI) | 5000034485 | Active | MPEAST
DH09443 | Scale, Floor | Scales, Floor (ECRI) | Pelstar (Health-O-Meter)(ECRI) | 500KL | 500KL | Pelstar (Health-O-Meter)(ECRI) | 5002821204485 | Active | MPEAST
DH09444 | Chair, Examination/Treatment | Chairs, Examination/Treatment (ECRI) | Midmark Corp (ECRI) | 630-010 | 630-010 | Midmark Corp (ECRI) | V1617882 | Active | MPEAST
DH09445 | Sphygmomanometer | Sphygmomanometers (ECRI) | Welch Allyn Inc (ECRI) | CE0050 | CE0050 | Welch Allyn Inc (ECRI) | 0109111822 | Active | MPEAST
DH09446 | GS Integrated Wall System | Ophthalmoscope/Otoscopes (ECRI) | Welch Allyn Inc (ECRI) | 408282 | Green Series 777 | Welch Allyn Inc (ECRI) | Not Available | Active | MPEAST
DH09447 | Light, Examination | Lights, Examination (ECRI) | Medical Illumination (ECRI) | 022814 | 022814 | Medical Illumination (ECRI) | 060201 | Active | MPEAST
DH09448 | Oximeter, Pulse | Oximeters, Pulse (ECRI) | Masimo Corp (ECRI) | Pronto-7 | Pronto-7 | Masimo Corp (ECRI) | 785365 | Active | MPEAST
DH09449 | Thermometer, Electronic | Thermometers, Electronic (ECRI) | Welch Allyn Inc (ECRI) | 690 | SureTemp Plus | Welch Allyn Inc (ECRI) | 14490526 | Active | MPEAST
DH09450 | Monitor, Video | Monitors, Video (ECRI) | Unetixs Vascular Inc (ECRI) | CyberMed NB24 | LCD PC AIO | Unetixs Vascular Inc (ECRI) | MEDNB24-6891 | Active | MPEAST
DH09451 | Stretcher | Stretchers, Mobile, Hospital (ECRI) | Stryker Medical (ECRI) | 5050 | 5050 Stretcher Chair | Stryker Medical (ECRI) | 1103032254 | Active | MPEAST
DH09452 | Electrosurgical Unit | Electrosurgical Units (ECRI) | GE Healthcare (ECRI) | 46-300628G3 | DAN_RWAVE TRIGGER | GE Healthcare (ECRI) | 90789RE9 | Active | MPEAST
DH09453 | Stress Exercise, Cardiac | Stress Exercise, Cardiac (ECRI) | Welch Allyn Inc (ECRI) | Q-Stress | Q-Stress | Welch Allyn Inc (ECRI) | 116400529516 | Active | MPEAST
DH09454 | Module, Electrocardiograph | Modules, Electrocardiographs (ECRI) | Welch Allyn Inc (ECRI) | WAM | EKG WAM | Welch Allyn Inc (ECRI) | 23260000813 | Active | MPEAST
DH09455 | Stress Exercise, Cardiac | Stress Exercise, Cardiac (ECRI) | Welch Allyn Inc (ECRI) | TM55 | Q-Stress | Welch Allyn Inc (ECRI) | 116390529069 | Active | MPEAST
DH09456 | Monitor, Blood Pressure | Monitors, Ambulatory Blood Pressure | SunTech Medical Inc (ECRI) | TANGO | Tango | SunTech Medical Inc (ECRI) | 00019437 | Active | MPEAST
DH09457 | Stretcher | Stretchers, Mobile, Hospital (ECRI) | Stryker Medical (ECRI) | 5050 | 5050 Stretcher Chair | Stryker Medical (ECRI) | 0608080534 | Active | MPEAST
DH09458 | Defibrillator, External, Auto | Defibrillators, External, Auto (ECRI) | ZOLL Medical Corp (ECRI) | AED Plus | AED Plus | ZOLL Medical Corp (ECRI) | X23K728733 | Active | MPEAST
DH09459 | RFID Tag Reader | Readers, Radiofrequency Identification Tags (ECRI) | Lantheus Medical Imaging (ECRI | VMIX2 | VialMix RFID | Lantheus Medical Imaging (ECRI | 2231909524 | Active | MPEAST
DH09460 | Refrigerator | Refrigerators (ECRI) | Accucold Div Felix (ECRI) | Not Available | Not Available | Accucold Div Felix (ECRI) | Not Available | Active | MPEAST
DH09461 | Air Blower | Sphygmomanometers (ECRI) | Medline Industries Inc (ECRI) | Not Available | Not Available | Medline Industries Inc (ECRI) | 65122080001 | Active | MPEAST
DH09462 | Sphygmomanometer | Sphygmomanometers (ECRI) | Welch Allyn Inc (ECRI) | Tycos | Tycos | Welch Allyn Inc (ECRI) | 070706141147 | Active | MPEAST
DH09463 | Sphygmomanometer | Sphygmomanometers (ECRI) | Medline Industries Inc (ECRI) | Not Available | Not Available | Medline Industries Inc (ECRI) | 65122080001 | Active | MPEAST
DH09464 | Stretcher | Stretchers, Mobile, Hospital (ECRI) | Stryker Medical (ECRI) | 5050 | 5050 Stretcher Chair | Stryker Medical (ECRI) | 1104030598 | Active | MPEAST
DH09465 | Warming Unit, Blanket | Warming Units, Blanket (ECRI) | Not Available | Not Available | Not Available | Not Available | Not Available | Active | MPEAST
DH09466 | Centrifuge, Tabletop | Centrifuges, Tabletop (ECRI) | Drucker Diagnostics (ECRI) | 642E | Horizon Mini E | Drucker Diagnostics (ECRI) | 221013II142 | Active | MPEAST
DH09467 | Centrifuge, Tabletop | Centrifuges, Tabletop (ECRI) | Drucker Diagnostics (ECRI) | 642E Drucker | 642E Drucker | Drucker Diagnostics (ECRI) | 160713BJ260 | Active | MPEAST
DH09468 | Centrifuge, Tabletop | Centrifuges, Tabletop (ECRI) | Drucker Diagnostics (ECRI) | 642E Drucker | 642E Drucker | Drucker Diagnostics (ECRI) | 520410-126 | Active | MPEAST
DH09469 | Refrigerator | Refrigerators (ECRI) | Summit Appliance (ECRI) | FF7LBIMED2ADA | FF7LBIMED2ADA | Summit Appliance (ECRI) | Not Available | Active | MPEAST
DH09471 | Scale, Floor | Scales, Floor (ECRI) | Pelstar (Health-O-Meter)(ECRI) | 500KL | 500KL | Pelstar (Health-O-Meter)(ECRI) | 5000146954 | Active | MPEAST
DH09472 | Sphygmomanometer, Aneroid | Sphygmomanometers, Aneroid (ECRI) | Henry Schein Inc (ECRI) | CE0473 | CE0473 | Henry Schein Inc (ECRI) | 16007806 | Active | MPEAST
DH09473 | Table, Examination/Treatment | Tables, Examination/Treatment, Adjustable (ECRI) | Midmark Corp (ECRI) | 204-002 | 204-002 | Midmark Corp (ECRI) | V237814 | Active | MPEAST
DH09474 | Chair, Examination/Treatment | Chairs, Examination/Treatment (ECRI) | Midmark Corp (ECRI) | 224-001 | 224-001 | Midmark Corp (ECRI) | V2638757 | Active | MPEAST
DH09475 | Sphygmomanometer, Aneroid | Sphygmomanometers, Aneroid (ECRI) | Henry Schein Inc (ECRI) | CE0473 | CE0473 | Henry Schein Inc (ECRI) | 1607798 | Active | MPEAST
DH09476 | Electrocardiograph | Electrocardiographs, Multichannel (ECRI) | Welch Allyn Inc (ECRI) | CP 150 | CP 150 | Welch Allyn Inc (ECRI) | 100025252817 | Active | MPEAST
DH09477 | Chair, Examination/Treatment | Chairs, Examination/Treatment (ECRI) | Midmark Corp (ECRI) | 224-001 | 224-001 | Midmark Corp (ECRI) | V2687193 | Active | MPEAST
DH09478 | Sphygmomanometer, Aneroid | Sphygmomanometers, Aneroid (ECRI) | Henry Schein Inc (ECRI) | CE0473 | CE0473 | Henry Schein Inc (ECRI) | 16007845 | Active | MPEAST
DH09479 | Defibrillator, External, Auto | Defibrillators, External, Auto (ECRI) | ZOLL Medical Corp (ECRI) | AED Plus | AED Plus | ZOLL Medical Corp (ECRI) | X23J710043 | Active | MPEAST
DH09480 | Wheelchair | Wheelchairs (ECRI) | Not Available | Not Available | Not Available | Not Available | Not Available | Active | MPEAST
DH09481 | Vision/Eye Movement Analyzer | Analyzers, Physiologic, Visual Function, Eye Movement (ECRI) | FIM Medical (ECRI) | VT1 Master GT | VT1 Master GT | FIM Medical (ECRI) | US220897 | Active | MPEAST
DH09482 | Sphygmomanometer | Sphygmomanometers (ECRI) | Hillrom Co Inc (ECRI) | Not Available | Not Available | Hillrom Co Inc (ECRI) | 231124172910 | Active | MPEAST
DH09483 | Ophthalmoscope/Otoscope | Ophthalmoscope/Otoscopes (ECRI) | Hillrom Co Inc (ECRI) | Not Available | Not Available | Hillrom Co Inc (ECRI) | Not Available | Active | MPEAST
DH09484 | Thermometer, Electronic | Thermometers, Electronic (ECRI) | Welch Allyn Inc (ECRI) | 690 | SureTemp Plus | Welch Allyn Inc (ECRI) | Not Available | Active | MPEAST
DH09485 | Chair, Examination/Treatment | Chairs, Examination/Treatment (ECRI) | Midmark Corp (ECRI) | 626-001 | 626-001 | Midmark Corp (ECRI) | V2666753 | Active | MPEAST
DH09486 | Audiometer | Audiometers (ECRI) | Grason-Stadler (ECRI) | 28200 | AM282 | Grason-Stadler (ECRI) | GS0107071 | Active | MPEAST
DH09487 | Scale, Patient, Floor | Scales, Floor (ECRI) | InBody Co Ltd (ECRI) | 120R | InBody120R | InBody Co Ltd (ECRI) | F722000025 | Active | MPEAST
DH09488 | Module, Electrocardiograph | Modules, Electrocardiographs (ECRI) | Welch Allyn Inc (ECRI) | AM12 | AM12 | Welch Allyn Inc (ECRI) | 123520000688 | Active | MPEAST
DH09489 | Defibrillator, External, Auto | Defibrillators, External, Auto (ECRI) | ZOLL Medical Corp (ECRI) | AED Plus | AED Plus | ZOLL Medical Corp (ECRI) | X23J709049 | Active | MPEAST
DH09490 | Sphygmomanometer | Sphygmomanometers (ECRI) | Hillrom Co Inc (ECRI) | Not Available | Not Available | Hillrom Co Inc (ECRI) | 231124170000 | Active | MPEAST
DH09491 | Ophthalmoscope/Otoscope | Ophthalmoscope/Otoscopes (ECRI) | Hillrom Co Inc (ECRI) | Not Available | Not Available | Hillrom Co Inc (ECRI) | Not Available | Active | MPEAST
DH09492 | Thermometer, Electronic | Thermometers, Electronic (ECRI) | Welch Allyn Inc (ECRI) | 692 | SureTemp Plus | Hillrom Co Inc (ECRI) | 23339429 | Active | MPEAST
DH09493 | Chair, Examination/Treatment | Chairs, Examination/Treatment (ECRI) | Midmark Corp (ECRI) | 626-001 | 626-001 | Midmark Corp (ECRI) | V2666912 | Active | MPEAST
DH09494 | Oximeter, Pulse | Oximeters, Pulse (ECRI) | Masimo Corp (ECRI) | Rad-G | Rad-G | Masimo Corp (ECRI) | 6000154682 | Active | MPEAST
DH09495 | Scale, Floor | Scales, Floor (ECRI) | Pelstar (Health-O-Meter)(ECRI) | 500KL | 500KL | Pelstar (Health-O-Meter)(ECRI) | 5004023250643 | Active | MPEAST
DH09496 | Analyzer, POC, Whole Blood | Analyzers, Point-of-Care, Whole Blood (ECRI) | Abbott Laboratories Inc (ECRI) | Afinion 2 | Afinion 2 | Abbott Laboratories Inc (ECRI) | AF20066735 | Active | MPEAST
DH09497 | Centrifuge, Tabletop | Centrifuges, Tabletop (ECRI) | Drucker Diagnostics (ECRI) | 642E Drucker | 642E Drucker | Drucker Diagnostics (ECRI) | 520410-127 | Active | MPEAST
DH09498 | Analyzer, Laboratory, Urine | Analyzers, Laboratory, Urine, Semiautomated (ECRI) | Siemens Healthcare (ECRI) | CLINITEK Status+ | CLINITEK Status+ | Siemens Healthcare (ECRI) | 360371 | Active | MPEAST
DH09499 | Analyzer, Coagulation | Analyzers, Point-of-Care, Whole Blood, Coagulation (ECRI) | Roche Diagnostics Corp (ECRI) | CoaguChek XS | CoaguChek XS | Roche Diagnostics Corp (ECRI) | UP 02064499 | Active | MPEAST
DH09500 | Refrigerator | Refrigerators (ECRI) | American BioTech Supply (ECRI) | ABT-HC-UCFS-0104 | ABT-HC-UCFS-0104 | American BioTech Supply (ECRI) | ABS-082309268237PW-2401-V52 | Active | MPEAST
DH09501 | Analyzer | Analyzers (ECRI) | HemoCue AB (ECRI) | 121920 | HB 801 | Detecto Scale Co (ECRI) | 2340020029 | Active | MPEAST
DH09502 | Analyzer, Glucose | Analyzers, Point-Of-Care, Whole Blood, Glucose (ECRI) | HemoCue AB (ECRI) | Glucose 201 | Glucose 201 | Detecto Scale Co (ECRI) | 2336119064 | Active | MPEAST
DH09503 | Refrigerator | Refrigerators (ECRI) | American BioTech Supply (ECRI) | ABT-HC-UCFS-0204G | ABT-HC-UCFS-0204G | Detecto Scale Co (ECRI) | ABS-23079626-2401-V52 | Active | MPEAST
DH09504 | Scale, Floor | Scales, Floor (ECRI) | Pelstar (Health-O-Meter)(ECRI) | 500KL | 500KL | Pelstar (Health-O-Meter)(ECRI) | 5002821205436 | Active | MPEAST
DH09505 | Table, Examination/Treatment | Tables, Examination/Treatment (ECRI) | Midmark Corp (ECRI) | 304 | 304 | Midmark Corp (ECRI) | GK010152 | Active | MPEAST
DH09507 | GS Integrated Wall System | Ophthalmoscope/Otoscope/Vital Signs Measuring Systems (ECRI) | Welch Allyn Inc (ECRI) | 767 Series | 767 Series | Welch Allyn Inc (ECRI) | Not Available | Active | MPEAST
DH09508 | Refrigerator | Refrigerators (ECRI) | Accucold Div Felix (ECRI) | ARG12PV456 | ARG12PV456 | Accucold Div Felix (ECRI) | Not Available | Active | MPEAST
DH09509 | Table, Examination/Treatment | Tables, Examination/Treatment (ECRI) | Midmark Corp (ECRI) | 305-001 | 305-001 | Midmark Corp (ECRI) | GX001353 | Active | MPEAST
DH09511 | GS Integrated Wall System | Ophthalmoscope/Otoscope/Vital Signs Measuring Systems (ECRI) | Welch Allyn Inc (ECRI) | 767 Series | 767 Series | Welch Allyn Inc (ECRI) | Not Available | Active | MPEAST
DH09512 | Thermometer, Electronic | Thermometers, Electronic (ECRI) | Welch Allyn Inc (ECRI) | 690 | SureTemp Plus | Welch Allyn Inc (ECRI) | 15041373 | Active | MPEAST
DH09513 | Scale, Floor | Scales, Floor (ECRI) | Pelstar (Health-O-Meter)(ECRI) | 500KL | 500KL | Pelstar (Health-O-Meter)(ECRI) | 204576 | Active | MPEAST
DH09514 | Sphygmomanometer | Sphygmomanometers (ECRI) | Welch Allyn Inc (ECRI) | CE0050 | CE0050 | Tycos Instruments Inc - A Divi | 0104250454 | Active | MPEAST
DH09515 | Microscope | Microscopes, Laboratory (ECRI) | UNICO (ECRI) | Not Available | Not Available | UNICO (ECRI) | 170906 | Active | MPEAST
DH09516 | Programmer, Pacemaker | Programmers, Pacemaker (ECRI) | Medtronic Inc (ECRI) | 24970A | CareLink SmartSync | Medtronic Inc (ECRI) | SPM023211A | Active | MPEAST
DH09517 | Table, Examination/Treatment | Tables, Examination/Treatment (ECRI) | Midmark Corp (ECRI) | 305-001 | 305-001 | Midmark Corp (ECRI) | GX001351 | Active | MPEAST
DH09520 | Thermometer, Electronic | Thermometers, Electronic (ECRI) | Welch Allyn Inc (ECRI) | 690 | SureTemp Plus | Welch Allyn Inc (ECRI) | 11402931 | Active | MPEAST
DH09521 | Scale, Floor | Scales, Floor (ECRI) | Pelstar (Health-O-Meter)(ECRI) | 500KL | 500KL | Pelstar (Health-O-Meter)(ECRI) | 204483 | Active | MPEAST
DH09522 | Table, Examination/Treatment | Tables, Examination/Treatment (ECRI) | Midmark Corp (ECRI) | 304 | 304 | Midmark Corp (ECRI) | GK0100153 | Active | MPEAST
DH09525 | Thermometer, Electronic | Thermometers, Electronic (ECRI) | Welch Allyn Inc (ECRI) | 690 | SureTemp Plus | Welch Allyn Inc (ECRI) | 11300214 | Active | MPEAST
DH09526 | Light, Examination | Lights, Examination (ECRI) | Welch Allyn Inc (ECRI) | GS 300 | GS 300 | Welch Allyn Inc (ECRI) | Not Available | Active | MPEAST
DH09527 | Scale, Floor | Scales, Floor (ECRI) | Pelstar (Health-O-Meter)(ECRI) | 500KL | 500KL | Pelstar (Health-O-Meter)(ECRI) | 204566 | Active | MPEAST
DH09529 | GS Integrated Wall System | Ophthalmoscope/Otoscope/Vital Signs Measuring Systems (ECRI) | Welch Allyn Inc (ECRI) | 767 Series | 767 Series | Welch Allyn Inc (ECRI) | Not Available | Active | MPEAST
DH09530 | Thermometer, Electronic | Thermometers, Electronic (ECRI) | Welch Allyn Inc (ECRI) | 690 | SureTemp Plus | Welch Allyn Inc (ECRI) | 17111608 | Active | MPEAST
DH09531 | Table, Examination/Treatment | Tables, Examination/Treatment (ECRI) | Midmark Corp (ECRI) | 305-001 | 305-001 | Midmark Corp (ECRI) | GX001352 | Active | MPEAST
DH09532 | Scale, Floor | Scales, Floor (ECRI) | Pelstar (Health-O-Meter)(ECRI) | 500KL | 500KL | Pelstar (Health-O-Meter)(ECRI) | 204478 | Active | MPEAST
DH09533 | Sphygmomanometer | Sphygmomanometers (ECRI) | Welch Allyn Inc (ECRI) | CE0297 | CE0297 | Welch Allyn Inc (ECRI) | 180404091055 | Active | MPEAST
DH09535 | Thermometer, Electronic | Thermometers, Electronic (ECRI) | Welch Allyn Inc (ECRI) | 690 | SureTemp Plus | Welch Allyn Inc (ECRI) | 11250040 | Active | MPEAST
DH09536 | Table, Examination/Treatment | Tables, Examination/Treatment (ECRI) | Midmark Corp (ECRI) | 305-001 | 305-001 | Midmark Corp (ECRI) | GX001358 | Active | MPEAST
DH09537 | Scale, Floor | Scales, Floor (ECRI) | Pelstar (Health-O-Meter)(ECRI) | 500KL | 500KL | Pelstar (Health-O-Meter)(ECRI) | 204578 | Active | MPEAST
DH09541 | Scale, Floor | Scales, Floor (ECRI) | Pelstar (Health-O-Meter)(ECRI) | 500KL | 500KL | Pelstar (Health-O-Meter)(ECRI) | 5000042379 | Active | MPEAST
DH09542 | Sphygmomanometer | Sphygmomanometers (ECRI) | Welch Allyn Inc (ECRI) | CE0297 | CE0297 | Welch Allyn Inc (ECRI) | 120927034995 | Active | MPEAST
DH09544 | Thermometer, Electronic | Thermometers, Electronic (ECRI) | Welch Allyn Inc (ECRI) | 690 | SureTemp Plus | Welch Allyn Inc (ECRI) | 11240389 | Active | MPEAST
DH09545 | Light, Examination | Lights, Examination (ECRI) | Welch Allyn Inc (ECRI) | GS 300 | GS 300 | Welch Allyn Inc (ECRI) | Not Available | Active | MPEAST
DH09546 | Table, Examination/Treatment | Tables, Examination/Treatment (ECRI) | Midmark Corp (ECRI) | 305-001 | 305-001 | Midmark Corp (ECRI) | GX001350 | Active | MPEAST
DH09547 | Light,Exam | Lights, Examination (ECRI) | McKesson Medical-Surg (ECRI) | 81-016110 | 81-016110 | McKesson Medical-Surg (ECRI) | 8403 | Active | MPEAST
DH09548 | Chair, Examination/Treatment | Chairs, Examination/Treatment (ECRI) | Midmark Corp (ECRI) | 626-001 | 626-001 | Midmark Corp (ECRI) | V2189540 | Active | MPEAST
DH09551 | Thermometer, Electronic | Thermometers, Electronic (ECRI) | Welch Allyn Inc (ECRI) | 690 | SureTemp Plus | Welch Allyn Inc (ECRI) | 06299575 | Active | MPEAST
DH09552 | Scale, Floor | Scales, Floor (ECRI) | Pelstar (Health-O-Meter)(ECRI) | 500KL | 500KL | Pelstar (Health-O-Meter)(ECRI) | 5002821204575 | Active | MPEAST
DH09553 | Wheelchair | Wheelchairs, Mechanical (ECRI) | Medline Industries Inc (ECRI) | EXCEL | EXCEL | Medline Industries Inc (ECRI) | A20415635 | Active | MPEAST
DH09554 | Refrigerator | Refrigerators (ECRI) | GE Healthcare (ECRI) | GMR06AAMBWW | GMR06AAMBWW | GE Healthcare (ECRI) | GD103881 | Active | MPEAST
DH09555 | Analyzer | Analyzers (ECRI) | HemoCue AB (ECRI) | 121721 | HemoCue Hb Analyzer | HemoCue AB (ECRI) | 1733014239 | Active | MPEAST
DH09556 | Analyzer, POC, Whole Blood | Analyzers, Point-of-Care, Whole Blood (ECRI) | Abbott Laboratories Inc (ECRI) | Afinion 2 | Afinion 2 | Abbott Cardiovascular (ECRI) | AF20038999 | Active | MPEAST
DH09558 | Refrigerator | Refrigerators (ECRI) | Summit Appliance (ECRI) | ACCUCOLD S19LWL | ACCUCOLD S19LWL | Summit Appliance (ECRI) | AP016461710190064 | Active | MPEAST
DH09560 | Sphygmomanometer | Sphygmomanometers (ECRI) | Welch Allyn Inc (ECRI) | Tycos | Tycos | Welch Allyn Inc (ECRI) | 0112141545 | Active | MPEAST
DH09561 | Thermometer, Electronic | Thermometers, Electronic (ECRI) | Welch Allyn Inc (ECRI) | 767/76751 | 767/76751 | Welch Allyn Inc (ECRI) | 01494331A | Active | MPEAST
DH09562 | Table, Examination/Treatment | Tables, Examination/Treatment (ECRI) | Midmark Corp (ECRI) | 625-001 | 625-001 | Midmark Corp (ECRI) | V1119361 | Active | MPEAST
DH09563 | Scale, Floor | Scales, Floor (ECRI) | Pelstar (Health-O-Meter)(ECRI) | 500KL | 500KL | Pelstar (Health-O-Meter)(ECRI) | 5002821205443 | Active | MPEAST
DH09564 | Thermometer, Electronic | Thermometers, Electronic (ECRI) | Welch Allyn Inc (ECRI) | 690 | SureTemp Plus | Welch Allyn Inc (ECRI) | 14050468 | Active | MPEAST
DH09565 | Sphygmomanometer | Sphygmomanometers (ECRI) | Welch Allyn Inc (ECRI) | Tycos | Tycos | Tycos Instruments Inc - A Divi | 0112140942 | Active | MPEAST
DH09566 | Thermometer, Electronic | Thermometers, Electronic (ECRI) | Welch Allyn Inc (ECRI) | 767/76751 | 767/76751 | Welch Allyn Inc (ECRI) | 01494274A | Active | MPEAST
DH09567 | Table, Examination/Treatment | Tables, Examination/Treatment (ECRI) | Midmark Corp (ECRI) | 625-100 | 625-100 | Midmark Corp (ECRI) | V1425034 | Active | MPEAST
DH09568 | Scale, Floor | Scales, Floor (ECRI) | Pelstar (Health-O-Meter)(ECRI) | 500KL | 500KL | Pelstar (Health-O-Meter)(ECRI) | 5002821205438 | Active | MPEAST
DH09569 | Scale, Floor | Scales, Floor (ECRI) | Pelstar (Health-O-Meter)(ECRI) | 500KL | 500KL | Pelstar (Health-O-Meter)(ECRI) | 5002821204562 | Active | MPEAST
DH09570 | Blood Pressure Monitor | Blood Pressure Monitor(ECRI) | Welch Allyn Inc (ECRI) | WALLMOUNT | WALLMOUNT | Welch Allyn Inc (ECRI) | 140110081145 | Active | MPEAST
DH09571 | Ophthalmoscope/Otoscope | Ophthalmoscope/Otoscopes (ECRI) | Welch Allyn Inc (ECRI) | GS 777 | GS 777 | Welch Allyn Inc (ECRI) | Not Available | Active | MPEAST
DH09572 | Thermometer, Electronic | Thermometers, Electronic (ECRI) | Welch Allyn Inc (ECRI) | 690 | SureTemp Plus | Welch Allyn Inc (ECRI) | 15041373 | Active | MPEAST
DH09573 | Table, Examination/Treatment | Tables, Examination/Treatment (ECRI) | Midmark Corp (ECRI) | 625-001 | 625-001 | Midmark Corp (ECRI) | V1959638 | Active | MPEAST
DH09574 | Scale, Floor | Scales, Floor (ECRI) | Pelstar (Health-O-Meter)(ECRI) | 500KL | 500KL | Pelstar (Health-O-Meter)(ECRI) | 5002821204479 | Active | MPEAST
DH09575 | Blood Pressure Monitor | Blood Pressure Monitor(ECRI) | Welch Allyn Inc (ECRI) | WALLMOUNT | WALLMOUNT | Welch Allyn Inc (ECRI) | 140214202375 | Active | MPEAST
DH09576 | Ophthalmoscope/Otoscope | Ophthalmoscope/Otoscopes (ECRI) | Welch Allyn Inc (ECRI) | GS 777 | GS 777 | Welch Allyn Inc (ECRI) | Not Available | Active | MPEAST
DH09577 | Sphygmomanometer | Sphygmomanometers (ECRI) | Welch Allyn Inc (ECRI) | Tycos | Tycos | Welch Allyn Inc (ECRI) | 111131228 | Active | MPEAST
DH09578 | Table, Examination/Treatment | Tables, Examination/Treatment, Adjustable (ECRI) | Midmark Corp (ECRI) | 204-002 | 204-002 | Midmark Corp (ECRI) | V999501 | Active | MPEAST
DH09579 | Thermometer, Electronic | Thermometers, Electronic (ECRI) | Welch Allyn Inc (ECRI) | 690 | SureTemp Plus | Welch Allyn Inc (ECRI) | 11403199 | Active | MPEAST
DH09580 | Oximeter, Pulse | Oximeters, Pulse (ECRI) | Masimo Corp (ECRI) | Rad-5v | Rad-5v | Masimo Corp (ECRI) | N63356 | Active | MPEAST
DH09581 | Blood Pressure Monitor | Blood Pressure Monitor(ECRI) | Welch Allyn Inc (ECRI) | WALLMOUNT | WALLMOUNT | Welch Allyn Inc (ECRI) | 140103065925 | Active | MPEAST
DH09582 | Ophthalmoscope/Otoscope | Ophthalmoscope/Otoscopes (ECRI) | Welch Allyn Inc (ECRI) | GS 777 | GS 777 | Welch Allyn Inc (ECRI) | Not Available | Active | MPEAST
DH09583 | Table, Examination/Treatment | Tables, Examination/Treatment (ECRI) | Midmark Corp (ECRI) | 625-001 | 625-001 | Midmark Corp (ECRI) | V1959789 | Active | MPEAST
DH09584 | Scale, Floor | Scales, Floor (ECRI) | Pelstar (Health-O-Meter)(ECRI) | 500KL | 500KL | Pelstar (Health-O-Meter)(ECRI) | 5002821204571 | Active | MPEAST
DH09585 | Thermometer, Electronic | Thermometers, Electronic (ECRI) | Welch Allyn Inc (ECRI) | 690 | SureTemp Plus | Welch Allyn Inc (ECRI) | 17084968 | Active | MPEAST
DH09586 | Sphygmomanometer | Sphygmomanometers (ECRI) | Welch Allyn Inc (ECRI) | CE0297 | CE0297 | Welch Allyn Inc (ECRI) | 140214022405 | Active | MPEAST
DH09587 | Ophthalmoscope/Otoscope | Ophthalmoscope/Otoscopes (ECRI) | Welch Allyn Inc (ECRI) | GS 777 | GS 777 | Welch Allyn Inc (ECRI) | Not Available | Active | MPEAST
DH09588 | Table, Examination/Treatment | Tables, Examination/Treatment, Adjustable (ECRI) | Midmark Corp (ECRI) | 204-002 | 204-002 | Midmark Corp (ECRI) | V1360588 | Active | MPEAST
DH09589 | Scale, Floor | Scales, Floor (ECRI) | Pelstar (Health-O-Meter)(ECRI) | 500KL | 500KL | Pelstar (Health-O-Meter)(ECRI) | 5002821204567 | Active | MPEAST
DH09590 | Thermometer, Electronic | Thermometers, Electronic (ECRI) | Welch Allyn Inc (ECRI) | 690 | SureTemp Plus | Welch Allyn Inc (ECRI) | 14042514 | Active | MPEAST
DH09591 | Blood Pressure Monitor | Blood Pressure Monitor(ECRI) | Welch Allyn Inc (ECRI) | WALLMOUNT | WALLMOUNT | Welch Allyn Inc (ECRI) | 131016074386 | Active | MPEAST
DH09592 | Ophthalmoscope/Otoscope | Ophthalmoscope/Otoscopes (ECRI) | Welch Allyn Inc (ECRI) | GS 777 | GS 777 | Welch Allyn Inc (ECRI) | Not Available | Active | MPEAST
DH09593 | Table, Examination/Treatment | Tables, Examination/Treatment (ECRI) | Midmark Corp (ECRI) | 222-016 | 222-016 | Midmark Corp (ECRI) | V1533935 | Active | MPEAST
DH09594 | Scale, Floor | Scales, Floor (ECRI) | Pelstar (Health-O-Meter)(ECRI) | 500KL | 500KL | Pelstar (Health-O-Meter)(ECRI) | 5002821204572 | Active | MPEAST
DH09595 | Thermometer, Electronic | Thermometers, Electronic (ECRI) | Welch Allyn Inc (ECRI) | 690 | SureTemp Plus | Welch Allyn Inc (ECRI) | 14040688 | Active | MPEAST
DH09597 | Blood Pressure Monitor | Blood Pressure Monitor(ECRI) | Welch Allyn Inc (ECRI) | WALLMOUNT | WALLMOUNT | Welch Allyn Inc (ECRI) | 131028164656 | Active | MPEAST
DH09598 | Ophthalmoscope/Otoscope | Ophthalmoscope/Otoscopes (ECRI) | Welch Allyn Inc (ECRI) | GS 777 | GS 777 | Welch Allyn Inc (ECRI) | Not Available | Active | MPEAST
DH09599 | Table, Examination/Treatment | Tables, Examination/Treatment, Adjustable (ECRI) | Midmark Corp (ECRI) | 204-002 | 204-002 | Midmark Corp (ECRI) | V1360583 | Active | MPEAST
DH09600 | Scale, Floor | Scales, Floor (ECRI) | Pelstar (Health-O-Meter)(ECRI) | 500KL | 500KL | Pelstar (Health-O-Meter)(ECRI) | 5000034495 | Active | MPEAST
DH09601 | Thermometer, Electronic | Thermometers, Electronic (ECRI) | Welch Allyn Inc (ECRI) | 690 | SureTemp Plus | Welch Allyn Inc (ECRI) | 14090473 | Active | MPEAST
DH09602 | Wheelchair | Wheelchairs (ECRI) | Cardinal Health (ECRI) | Not Available | Not Available | Cardinal Health (ECRI) | Not Available | Active | MPEAST
DH09603 | Wheelchair | Wheelchairs (ECRI) | Cardinal Health (ECRI) | Not Available | Not Available | Cardinal Health (ECRI) | Not Available | Active | MPEAST
DH09604 | Wheelchair | Wheelchairs (ECRI) | Drive (ECRI) | STD24ECDDA-ELR | STD24ECDDA-ELR | Drive (ECRI) | 4S2205035953 | Active | MPEAST
DH09605 | Wheelchair | Wheelchairs (ECRI) | Cardinal Health (ECRI) | Not Available | Not Available | Cardinal Health (ECRI) | Not Available | Active | MPEAST
DH09606 | Exerciser, Parallel Bars | Exercisers, Parallel Bars (ECRI) | Performance Health (ECRI) | 1412E | 1412E | MIDLAND | 2207428 | Active | MPEAST
DH09607 | Table, Examination/Treatment | Tables, Examination/Treatment (ECRI) | Performance Health (ECRI) | 2228BIB | 2228BIB | MIDLAND | 2706427 | Active | MPEAST
DH09608 | Table, Examination/Treatment | Tables, Examination/Treatment (ECRI) | Earthlite LLC (ECRI) | EARTH LITE | EARTH LITE | Earthlite LLC (ECRI) | T646315 | Active | MPEAST
DH09609 | Table, Examination/Treatment | Tables, Examination/Treatment, Adjustable, Orthopedic, Traction (ECRI) | DJO Global Inc (ECRI) | TRT 300 | TRT 300 | DJO Global Inc (ECRI) | 5588 | Active | MPEAST
DH09610 | Stimulator, Electrical | Stimulator, Electrical (ECRI) | DJO Global Inc (ECRI) | 2872 | 2872 | DJO Global Inc (ECRI) | T1046 | Active | MPEAST
DH09611 | Refrigerator | Refrigerators (ECRI) | Chattanoga, DJO LLC (ECRI) | Not Available | Not Available | Chattanoga, DJO LLC (ECRI) | Not Available | Active | MPEAST
DH09612 | Table, Examination/Treatment | Tables, Examination/Treatment (ECRI) | Performance Health (ECRI) | 2228AG | 2228AG | MIDLAND | 2207237 | Active | MPEAST
DH09613 | Table, Examination/Treatment | Tables, Examination/Treatment (ECRI) | Performance Health (ECRI) | 081270370 | 081270370 | Performance Health (ECRI) | 64521 | Active | MPEAST
DH09614 | Exerciser, Upper/Lower Cycler | Exercisers (ECRI) | SCIFIT (ECRI) | PRO234-INT-USA | PRO234-INT-USA | SCIFIT (ECRI) | P2XERGW24050025 | Active | MPEAST
DH09615 | Recumbent Bicycle | Exercisers, Bicycle (ECRI) | SportsArt Fitness (ECRI) | C521M | C521M | SportsArt Fitness (ECRI) | Not Available | Active | MPEAST
DH09616 | Exerciser, Stair/Stepper | Exercisers, Stair/Stepper (ECRI) | NuStep LLC (ECRI) | TRS 4000 | TRS 4000 | NuStep LLC (ECRI) | 451477 | Active | MPEAST
DH09617 | Exerciser, Bicycle, Upright | Exercisers, Bicycle, Upright (ECRI) | NuStep LLC (ECRI) | T5 | T5 | NuStep LLC (ECRI) | T5104407 | Active | MPEAST
DH09618 | Exerciser, Treadmill | Exercisers, Treadmills (ECRI) | Spirit Fitness (ECRI) | CT800 | CT800 | Spirit Fitness (ECRI) | 8008402401009350 | Active | MPEAST
DH09619 | Exerciser, Arm Exerciser | Exercisers, Arm Exerciser (ECRI) | Life Fitness Inc (ECRI) | OP-DAP1 | OP-DAP1 | Life Fitness Inc (ECRI) | 102413M05830 | Active | MPEAST
DH09620 | Sphygmomanometer | Sphygmomanometers (ECRI) | Hillrom Co Inc (ECRI) | CE0297 | CE0297 | Hillrom Co Inc (ECRI) | 240123130030 | Active | MPEAST
DH09621 | Table, Examination/Treatment | Tables, Examination/Treatment, Adjustable, Orthopedic, Traction (ECRI) | DJO Global Inc (ECRI) | TRT 300 | TRT 300 | DJO Global Inc (ECRI) | 12079 | Active | MPEAST
DH09622 | Bath, Water | Baths, Water (ECRI) | Whitehall Mfg Div (ECRI) | SP-1501 | Forma-Splint | Whitehall Mfg Div (ECRI) | 1363087 | Active | MPEAST
DH09623 | Heating Unit | Heating Units (ECRI) | Henley HealthCare (ECRI) | 110 | 110 | Henley HealthCare (ECRI) | 1-02260 | Active | MPEAST
DH09624 | Bath, Paraffin, Physical Thera | Baths, Paraffin, Physical Therapy (ECRI) | Whitehall Mfg Div (ECRI) | PB-107 | PB-107 | Whitehall Mfg Div (ECRI) | 15193228 | Active | MPEAST
DH09625 | Defibrillator, External, Auto | Defibrillators, External, Auto (ECRI) | ZOLL Medical Corp (ECRI) | AED Plus | AED Plus | ZOLL Medical Corp (ECRI) | X231703064 | Active | MPEAST
DH09626 | Table, Examination/Treatment | Tables, Examination/Treatment (ECRI) | Armedica Mfg Corp (ECRI) | AM-400 | AM-400 | Armedica Mfg Corp (ECRI) | 14163 | Active | MPEAST
DH09627 | Ultrasound Therapy System | Ultrasound Therapy Systems, Physical Therapy (ECRI) | DJO Global Inc (ECRI) | Intelect 240 | Intelect 240 | DJO Global Inc (ECRI) | 1659 | Active | MPEAST
DH09628 | Ultrasound Therapy System | Ultrasound Therapy/Neuromuscular (ECRI) | DJO Global Inc (ECRI) | Forte 200 Combo | Forte 200 Combo | DJO Global Inc (ECRI) | 2582A | Active | MPEAST
DH09629 | Sphygmomanometer | Sphygmomanometers (ECRI) | Accucare | Not Available | Not Available | Accucare | 022691 | Active | MPEAST
DH09630 | Table, Examination/Treatment | Tables, Examination/Treatment (ECRI) | Earthlite LLC (ECRI) | EARTH LITE | EARTH LITE | Earthlite LLC (ECRI) | T484356 | Active | MPEAST
DH09631 | Table, Examination/Treatment | Tables, Examination/Treatment (ECRI) | Armedica Mfg Corp (ECRI) | AM-234 | AM-234 | Armedica Mfg Corp (ECRI) | 19675 | Active | MPEAST
DH10299 | Refrigerator, Medication | Refrigerators (ECRI) | American BioTech Supply (ECRI) | PH-ABT-HC-10PG | PH-ABT-HC-10PG | American BioTech Supply (ECRI) | ABS-952412082917PW-G-2502 | Active | MPEAST
DH10328 | Defibrillator, External, Auto | Defibrillators, External, Auto (ECRI) | ZOLL Medical Corp (ECRI) | AED Plus | AED Plus | ZOLL Medical Corp (ECRI) | X17C906523 | Active | MPEAST
DH18197 | BLOOD PRESSURE EQUIPMENT | DAN_BLOOD PRESSURE EQUIPMENT | Welch Allyn Inc (ECRI) | 297 | 297 | Welch Allyn Inc (ECRI) | 101105130359 | Active | MPEAST
DHX0305 | Scanning System, Ultrasound | Scanning Systems, Ultrasound (ECRI) | GE Healthcare (ECRI) | LOGIQ P9 | LOGIQ P9 | GE Healthcare (ECRI) | LP9370293 | Active | MPEAST
DHX0306 | Probe, Ultrasound | Probes, Ultrasound (ECRI) | GE Healthcare (ECRI) | ML6-15-RS | ML6-15-RS | GE Healthcare (ECRI) | 338274YP4 | Active | MPEAST
DHX0307 | Radiographic, Mammography | Radiographic Units, Mammography (ECRI) | Hologic Inc (ECRI) | 3DM-SYS-STD | 3Dimensions | Hologic Inc (ECRI) | 3DM160103120 | Active | MPEAST
DHX0308 | Mammographic System | Radiographic Systems, Digital, Mammographic (ECRI) | Hologic Inc (ECRI) | SDM-05000-2DC | Selenia Dimension 2D | Hologic Inc (ECRI) | 81012121975 | Active | MPEAST
DHX0309 | Radiographic, Mammography | Radiographic Units, Mammography (ECRI) | Hologic Inc (ECRI) | 3DM-SYS-STD | 3Dimensions | Hologic Inc (ECRI) | 3DM160101214 | Active | MPEAST
DHX0310 | Biopsy Unit, Vaccum Assisted | Biopsy Units, Vacuum Assisted (ECRI) | Hologic Inc (ECRI) | BREV100 | Brevera | Hologic Inc (ECRI) | BVA01338 | Active | MPEAST
DHX0311 | Radiographic Unit, Mammography | Radiographic Units, Mammography (ECRI) | Hologic Inc (ECRI) | CoreVision 5X10 | Faxitron Core | Hologic Inc (ECRI) | 20813 | Active | MPEAST
DHX0312 | Scanning System, Ultrasound | Scanning Systems, Ultrasound (ECRI) | GE Healthcare (ECRI) | LOGIQ E9 | LOGIQ E9 | GE Healthcare (ECRI) | 109580US1 | Active | MPEAST
DHX0313 | Probe, Ultrasound | Probes, Ultrasound (ECRI) | GE Healthcare (ECRI) | ML6-15-D | ML6-15-D | GE Healthcare (ECRI) | 307475WP4 | Active | MPEAST
DHX0314 | Scanning System, Ultrasound | Scanning Systems, Ultrasound (ECRI) | Philips Ultrasound Inc (ECRI) | EPIQ Elite (795234) | EPIQ Elite | Philips Ultrasound Inc (ECRI) | US624B1235 | Active | MPEAST
DHX0316 | Scanning System, Ultrasound | Scanning Systems, Ultrasound (ECRI) | GE Healthcare (ECRI) | LOGIQ E9 | LOGIQ E9 | GE Healthcare (ECRI) | 127054US5 | Active | MPEAST
DHX0317 | Probe, Ultrasound | Probes, Ultrasound (ECRI) | GE Healthcare (ECRI) | ML6-15-D | ML6-15-D | GE Healthcare (ECRI) | 343739WP9 | Active | MPEAST
DHX0318 | Disinfector, Ultrasound Probe | Disinfectors, Ultrasound Probes (ECRI) | Nanosonics (ECRI) | N05000-1 | TROPHON2 | Nanosonics (ECRI) | 142284-059 | Active | MPEAST
DHX0319 | Densitometer, Bone, X-Ray | Densitometers, Bone, X-Ray, Dual-Energy Absorptiometry (ECRI) | GE Healthcare (ECRI) | Lunar iDXA | Lunar iDXA | GE Healthcare (ECRI) | 200652GA | Active | MPEAST
DHX0320 | Injector, Contrast, MRI | Injectors, Contrast, MRI (ECRI) | Bayer Healthcare (ECRI) | MEDRAD MRXperion | MEDRAD MRXperion | Bayer Healthcare (ECRI) | 300144 | Active | MPEAST
DHX0325 | Scanning System, MRI | Scanning Systems, MRI (ECRI) | GE Healthcare (ECRI) | SIGNA Architect 3.0T | SIGNA Architect 3.0T | GE Healthcare (ECRI) | Not Available | Active | MPEAST
DHX0326 | Scanning System, Cat Scan | Scanning Systems, Cat Scan (ECRI) | Siemens Healthcare (ECRI) | 8874427 | SOMATOM Sensation 40 | Siemens Healthcare (ECRI) | 57141 | Active | MPEAST
DHX0327 | Injector, Contrast, CT | Injectors, Contrast, CT (ECRI) | Bayer Healthcare (ECRI) | MEDRAD Stellant Flex | MEDRAD Stellant Flex | Bayer Healthcare (ECRI) | 29353U1 | Active | MPEAST
DHX0328 | Radiographic System, Digital | Radiographic Systems, Digital (ECRI) | GE Healthcare (ECRI) | Proteus XR/a | Proteus XR/a | GE Healthcare (ECRI) | 203739PROT | Active | MPEAST
DHX0329 | Battery/Dock Charger | Battery/Dock Chargers (ECRI) | Konica Minolta Inc (ECRI) | AeroDR 2 | Battery Charger2 | Konica Minolta Inc (ECRI) | A5TJ-51281 | Active | MPEAST
DHX0330 | Detector, X-Ray, Digital Radio | Detectors, X-Ray, Digital Radiography (ECRI) | Konica Minolta Inc (ECRI) | AeroDR P-12 | AeroDR P-12 | Konica Minolta Inc (ECRI) | A50D-55196 | Active | MPEAST
DHX0331 | Scanning System, Ultrasound | Scanning Systems, Ultrasound (ECRI) | GE Healthcare (ECRI) | LOGIQ E9 | LOGIQ E9 | GE Healthcare (ECRI) | LE9R204359US6 | Active | MPEAST
DHX0333 | Probe, Ultrasound | Probes, Ultrasound (ECRI) | GE Healthcare (ECRI) | 9L-D | 9L-D | GE Healthcare (ECRI) | 216271WP7 | Active | MPEAST
DHX0334 | Probe, Ultrasound | Probes, Ultrasound (ECRI) | GE Healthcare (ECRI) | C1-6-D | C1-6-D | GE Healthcare (ECRI) | 423904YP2 | Active | MPEAST
DHX0335 | Probe, Ultrasound | Probes, Ultrasound (ECRI) | GE Healthcare (ECRI) | ML6-15-D | ML6-15-D | GE Healthcare (ECRI) | 296511YP9 | Active | MPEAST
DHX0336 | Scanning System, Ultrasound | Scanning Systems, Ultrasound (ECRI) | GE Healthcare (ECRI) | LOGIQ E9 | LOGIQ E9 | GE Healthcare (ECRI) | LE9R200104US6 | Active | MPEAST
DHX0337 | Probe, Ultrasound | Probes, Ultrasound (ECRI) | GE Healthcare (ECRI) | IC5-9-D | IC5-9-D | GE Healthcare (ECRI) | 1127076WX6 | Active | MPEAST
DHX0338 | Probe, Ultrasound | Probes, Ultrasound (ECRI) | GE Healthcare (ECRI) | 9L-D | 9L-D | GE Healthcare (ECRI) | 204778WP5 | Active | MPEAST
DHX0339 | Probe, Ultrasound | Probes, Ultrasound (ECRI) | GE Healthcare (ECRI) | C1-6-D | C1-6-D | GE Healthcare (ECRI) | 419943YP6 | Active | MPEAST
DHX0340 | Probe, Ultrasound | Probes, Ultrasound (ECRI) | GE Healthcare (ECRI) | ML6-15-D | ML6-15-D | GE Healthcare (ECRI) | 218855WP5 | Active | MPEAST
DHX0341 | Disinfector, Ultrasound Probe | Disinfectors, Ultrasound Probes (ECRI) | Nanosonics (ECRI) | N05000-1 | trophon2 | Nanosonics (ECRI) | 142293-138 | Active | MPEAST
DHX0342 | Reader/Digitizer, Image Plate, | Reader/Digitizers, Image Plate, Radiography (ECRI) | Philips Healthcare (ECRI) | PCR AC5000 | PCR AC5000 | Philips Healthcare (ECRI) | 0673043 | Active | MPEAST
DHX0343 | Scanning System, Ultrasound | Scanning Systems, Ultrasound (ECRI) | Terason-Teratech Corp (ECRI) | uSmart3300 | uSmart3300 | Terason-Teratech Corp (ECRI) | T227311220606 | Active | MPEAST
DHX0344 | Probe, Ultrasound | Probes, Ultrasound (ECRI) | Terason-Teratech Corp (ECRI) | 15L4A | 15L4A | Terason-Teratech Corp (ECRI) | 22089 | Active | MPEAST
DHX0350 | Probe, Ultrasound | Probes, Ultrasound (ECRI) | Philips Ultrasound Inc (ECRI) | eL18-4 | eL18-4 | Philips Ultrasound Inc (ECRI) | F0JMK6 | Active | MPEAST
DHX0351 | Scanning System, Ultrasound | Scanning Systems, Ultrasound (ECRI) | Philips Ultrasound Inc (ECRI) | EPIQ 5C | EPIQ 5C | Philips Ultrasound Inc (ECRI) | USD13C0709 | Active | MPEAST
DHX0352 | Probe, Ultrasound | Probes, Ultrasound (ECRI) | Philips Ultrasound Inc (ECRI) | S5-1 | S5-1 | Philips Ultrasound Inc (ECRI) | F0864H | Active | MPEAST
DHX0353 | Scanning System, Cat Scan | Scanning Systems, Cat Scan (ECRI) | Siemens Healthcare (ECRI) | 8874427 | SOMATOM Sensation 40 | Siemens Healthcare (ECRI) | 57100 | Active | MPEAST
DHX0354 | Injector, Contrast, CT | Injectors, Contrast, CT (ECRI) | Bayer Healthcare (ECRI) | MEDRAD Stellant Flex | MEDRAD Stellant Flex | Bayer Healthcare (ECRI) | 40896U1 | Active | MPEAST
DHX0355 | Chiller | Chillers (ECRI) | KKT Chillers Inc (ECRI) | cBoxX 60 | cBoxX 60 | KKT Chillers Inc (ECRI) | 90601795 | Active | MPEAST
DHX0356 | Scanning System, MRI | Scanning Systems, MRI (ECRI) | Siemens Healthcare (ECRI) | Avanto 1.5T | Avanto 1.5T | Siemens Healthcare (ECRI) | 25980 | Active | MPEAST
DHX0357 | Injector, Contrast, MRI | Injectors, Contrast, MRI (ECRI) | Bayer Healthcare (ECRI) | MEDRAD Spectris | Spectris Solaris EP | Bayer Healthcare (ECRI) | 40562 | Active | MPEAST
DHX0358 | MRI Chiller | Chillers (ECRI) | KKT Chillers Inc (ECRI) | KSC 215-L-U/S | KRAUS KSC215 | KKT Chillers Inc (ECRI) | S215.4001.02.925.1018 | Active | MPEAST
DHX0359 | Scanning System, Ultrasound | Scanning Systems, Ultrasound (ECRI) | GE Healthcare (ECRI) | LOGIQ E9 | LOGIQ E9 | GE Healthcare (ECRI) | 206229US6 | Active | MPEAST
DHX0360 | Probe, Ultrasound | Probes, Ultrasound (ECRI) | GE Healthcare (ECRI) | 9L-D | 9L-D | GE Healthcare (ECRI) | 215367WP4 | Active | MPEAST
DHX0361 | Probe, Ultrasound | Probes, Ultrasound (ECRI) | GE Healthcare (ECRI) | C1-6-D | C1-6-D | GE Healthcare (ECRI) | 313355YP0 | Active | MPEAST
DHX0362 | Probe, Ultrasound | Probes, Ultrasound (ECRI) | GE Healthcare (ECRI) | ML6-15-D | ML6-15-D | GE Healthcare (ECRI) | 254592WP9 | Active | MPEAST
DHX0363 | Radiographic/Fluoroscopic Unit | Radiographic/Fluoroscopic Systems, Angiography/Interventional (ECRI) | Siemens Healthcare (ECRI) | 8890415 | Axiom Sireskop SD | Siemens Healthcare (ECRI) | 6423 / 71059 | Active | MPEAST
DHX0364 | Mammograhpic System | Radiographic Systems, Digital, Mammographic (ECRI) | Hologic Inc (ECRI) | SDM-SYS-6000-3D | Selenia Dimension 3D | Hologic Inc (ECRI) | SDM131500986 | Active | MPEAST
DHX0365 | Scanning System, Ultrasound | Scanning Systems, Ultrasound (ECRI) | GE Healthcare (ECRI) | LOGIQ E10 | LOGIQ E10 | GE Healthcare (ECRI) | 530355US8 | Active | MPEAST
DHX0366 | Probe, Ultrasound | Probes, Ultrasound (ECRI) | GE Healthcare (ECRI) | C1-6-D | C1-6-D | GE Healthcare (ECRI) | 388131YP5 | Active | MPEAST
DHX0367 | Probe, Ultrasound | Probes, Ultrasound (ECRI) | GE Healthcare (ECRI) | ML6-15-D | ML6-15-D | GE Healthcare (ECRI) | 350379WP4 | Active | MPEAST
DHX0368 | Disinfector, Ultrasound Probe | Disinfectors, Ultrasound Probes (ECRI) | Nanosonics (ECRI) | N05000-1 | trophon2 | Nanosonics (ECRI) | 142293-039 | Active | MPEAST
DHX0369 | Densitometer, Bone, X-Ray | Densitometers, Bone, X-Ray, Dual-Energy Absorptiometry (ECRI) | GE Healthcare (ECRI) | Lunar Prodigy | Lunar Prodigy | GE Healthcare (ECRI) | 302869 | Active | MPEAST
DHX0370 | Scanning System, Ultrasound | Scanning Systems, Ultrasound (ECRI) | FUJIFILM SonoSite Inc (ECRI) | SonoSite PX | SonoSite PX | FUJIFILM SonoSite Inc (ECRI) | 053QHL | Active | MPEAST
DHX0371 | Probe, Ultrasound | Probes, Ultrasound (ECRI) | FUJIFILM SonoSite Inc (ECRI) | L12-3 | L12-3 | FUJIFILM SonoSite Inc (ECRI) | 053L2W | Active | MPEAST
DHX0372 | Probe, Ultrasound | Probes, Ultrasound (ECRI) | FUJIFILM SonoSite Inc (ECRI) | P5-1 | P5-1 | FUJIFILM SonoSite Inc (ECRI) | 05FHBF | Active | MPEAST
DHX0373 | Radiographic Unit, C-Arm | Radiographic Units, Mobile (ECRI) | GE OEC Medical Sys Inc (ECRI) | OEC Elite | OEC Elite | GE OEC Medical Sys Inc (ECRI) | FBXXTE01596 | Active | MPEAST
DHX0374 | Radiographic Unit, C-Arm | Radiographic Units, Mobile (ECRI) | GE OEC Medical Sys Inc (ECRI) | OEC Elite | OEC Elite | GE OEC Medical Sys Inc (ECRI) | FBXXTE01596 | Active | MPEAST
DHX0375 | X-Ray Tube | X-Ray Tubes (ECRI) | GE OEC Medical Sys Inc (ECRI) | 5455288-03 | Beam Limiting Device | GE OEC Medical Sys Inc (ECRI) | BIOC003945 | Active | MPEAST
DHX0376 | Ultrasound System | Scanning Systems, Ultrasound (ECRI) | Terason-Teratech Corp (ECRI) | USMART 3200T PLUS | USMART 3200T PLUS | Terason-Teratech Corp (ECRI) | U3830 | Active | MPEAST
DHX0377 | Probe, Ultrasound | Probes, Ultrasound (ECRI) | Terason-Teratech Corp (ECRI) | 15L4A | 15L4A | Terason-Teratech Corp (ECRI) | 22863 | Active | MPEAST
DHX0378 | Probe, Ultrasound | Probes, Ultrasound (ECRI) | Terason-Teratech Corp (ECRI) | 16SL5 | 16SL5 | Terason-Teratech Corp (ECRI) | 22264 | Active | MPEAST
DHX0379 | Radiographic Unit, C-Arm | Radiographic Units, Mobile (ECRI) | GE OEC Medical Sys Inc (ECRI) | OEC Elite | OEC Elite | GE OEC Medical Sys Inc (ECRI) | FBXXTE01595 | Active | MPEAST
DHX0380 | Radiographic Unit, C-Arm | Radiographic Units, Mobile (ECRI) | GE OEC Medical Sys Inc (ECRI) | OEC Elite | OEC Elite | GE OEC Medical Sys Inc (ECRI) | FBXXTE01595 | Active | MPEAST
DHX0381 | ULTRASOUND SYSTEM | Scanning Systems, Ultrasound (ECRI) | Terason-Teratech Corp (ECRI) | USMART 3300 | USMART 3300 | Terason-Teratech Corp (ECRI) | 40MGILXXBEUF | Active | MPEAST
DHX0382 | Probe, Ultrasound | Probes, Ultrasound (ECRI) | Terason-Teratech Corp (ECRI) | 15L4A | 15L4A | Terason-Teratech Corp (ECRI) | 15681 | Active | MPEAST
DHX0383 | Probe, Ultrasound | Probes, Ultrasound (ECRI) | Terason-Teratech Corp (ECRI) | 15L4A | 15L4A | Terason-Teratech Corp (ECRI) | 9682 | Active | MPEAST
DHX0384 | Ultrasound System | Scanning Systems, Ultrasound (ECRI) | Terason-Teratech Corp (ECRI) | USMART 3300 | USMART 3300 | Terason-Teratech Corp (ECRI) | 40MGILXXBASX | Active | MPEAST
DHX0385 | Probe, Ultrasound | Probes, Ultrasound (ECRI) | Terason-Teratech Corp (ECRI) | 15L4A | 15L4A | Terason-Teratech Corp (ECRI) | 15680 | Active | MPEAST
DHX0386 | Scanning System, Ultrasound | Scanning Systems, Ultrasound (ECRI) | Philips Ultrasound Inc (ECRI) | EPIQ 7G | EPIQ 7G | Philips Ultrasound Inc (ECRI) | USO18B0967 | Active | MPEAST
DHX0387 | Probe, Ultrasound | Probes, Ultrasound (ECRI) | Philips Ultrasound Inc (ECRI) | L12-5 | L12-5 | Philips Ultrasound Inc (ECRI) | B2PVRM | Active | MPEAST
DHX0388 | Probe, Ultrasound | Probes, Ultrasound (ECRI) | Philips Ultrasound Inc (ECRI) | C9-2 | C9-2 | Philips Ultrasound Inc (ECRI) | B2RP1F | Active | MPEAST
DHX0389 | Probe, Ultrasound | Probes, Ultrasound (ECRI) | Philips Ultrasound Inc (ECRI) | C5-1 | C5-1 | Philips Ultrasound Inc (ECRI) | B2RJMK | Active | MPEAST
DHX0390 | Probe, Ultrasound | Probes, Ultrasound (ECRI) | Philips Ultrasound Inc (ECRI) | L12-3 | L12-3 | Philips Ultrasound Inc (ECRI) | B2RLY8 | Active | MPEAST
DHX0391 | Scanning System, Ultrasound | Scanning Systems, Ultrasound (ECRI) | Samsung Inc (ECRI) | RS85 | RS85 | Samsung Inc (ECRI) | S278M3HT400014L | Active | MPEAST
DHX0392 | Probe, Ultrasound | Probes, Ultrasound (ECRI) | Samsung Inc (ECRI) | CA1-7A | CA1-7A | Samsung Inc (ECRI) | K0SEM3GT600088J | Active | MPEAST
DHX0393 | Probe, Ultrasound | Probes, Ultrasound (ECRI) | Samsung Inc (ECRI) | LA2-14A | LA2-14A | Samsung Inc (ECRI) | K0S9M3GT700036A | Active | MPEAST
DHX0394 | Probe, Ultrasound | Probes, Ultrasound (ECRI) | Samsung Inc (ECRI) | LA2-9S | LA2-9S | Samsung Inc (ECRI) | K0YLM3GT700016F | Active | MPEAST
DHX0395 | Scanning System, Ultrasound | Scanning Systems, Ultrasound (ECRI) | Samsung Inc (ECRI) | RS85 | RS85 | Samsung Inc (ECRI) | S1QTM3HN300013 | Active | MPEAST
DHX0396 | Probe, Ultrasound | Probes, Ultrasound (ECRI) | Samsung Inc (ECRI) | LA2-9S | LA2-9S | Samsung Inc (ECRI) | K0YLM3GT800005E | Active | MPEAST
DHX0397 | Probe, Ultrasound | Probes, Ultrasound (ECRI) | Samsung Inc (ECRI) | CA1-7A | CA1-7A | Samsung Inc (ECRI) | K0SEM3GT600072F | Active | MPEAST
DHX0398 | Probe, Ultrasound | Probes, Ultrasound (ECRI) | Samsung Inc (ECRI) | PA1-5A | PA1-5A | Samsung Inc (ECRI) | K0S8M3GT700047Z | Active | MPEAST
DHX0399 | Scanning System, Ultrasound | Scanning Systems, Ultrasound (ECRI) | Samsung Inc (ECRI) | RS85 | RS85 | Samsung Inc (ECRI) | S278M3HT400011M | Active | MPEAST
DHX0400 | Probe, Ultrasound | Probes, Ultrasound (ECRI) | Samsung Inc (ECRI) | LA2-9S | LA2-9S | Samsung Inc (ECRI) | K0YLM3GT800007R | Active | MPEAST
DHX0402 | Scanning System, Ultrasound | Scanning Systems, Ultrasound (ECRI) | Samsung Inc (ECRI) | RS85 | RS85 | Samsung Inc (ECRI) | S278M3HT400020F | Active | MPEAST
DHX0403 | Probe, Ultrasound | Probes, Ultrasound (ECRI) | Samsung Inc (ECRI) | LA2-14A | LA2-14A | Samsung Inc (ECRI) | K0S9M3GT700113A | Active | MPEAST
DHX0404 | Probe, Ultrasound | Probes, Ultrasound (ECRI) | Samsung Inc (ECRI) | CA1-7A | CA1-7A | Samsung Inc (ECRI) | K0SEM3GT600089M | Active | MPEAST
DHX0405 | Probe, Ultrasound | Probes, Ultrasound (ECRI) | Samsung Inc (ECRI) | LA2-9S | LA2-9S | Samsung Inc (ECRI) | K0YLM3GT700010A | Active | MPEAST
DHX0406 | Scanning System, Gamma Camera | Scanning Systems, Gamma Camera, SPECT (ECRI) | GE Healthcare (ECRI) | Millennium MC | Millennium MC | GE Healthcare (ECRI) | 50555 | Active | MPEAST
DHX0407 | Scanning System, Ultrasound | Scanning Systems, Ultrasound (ECRI) | Philips Ultrasound Inc (ECRI) | EPIQ CVx | EPIQ CVx | Philips Ultrasound Inc (ECRI) | USO18B0880 | Active | MPEAST
DHX0409 | Scanning System, Ultrasound | Scanning Systems, Ultrasound (ECRI) | Philips Ultrasound Inc (ECRI) | iE33 | iE33 | Philips Ultrasound Inc (ECRI) | 02LHZ6 | Active | MPEAST
DHX0410 | Probe, Ultrasound | Probes, Ultrasound (ECRI) | Philips Ultrasound Inc (ECRI) | S5-1 | S5-1 | Philips Ultrasound Inc (ECRI) | Not Available | Active | MPEAST