## Mass Assets - 2611
TAG_NUMBER | DESCRIPTION | TYPE_DESC | MANUFACTURER_DESC | MODEL_NUM | EQU_MODEL_NAME | ORIG_MANUFACTURER_DESC | SERIAL_NUM | EQU_STATUS_DESC | FACILITY
ND00004 | Ultrasonic Pocket Doppler | Detectors, Blood Flow, Ultrasonic (ECRI) | Edan Instruments Inc (ECRI) | SONOTRAX Basic | SONOTRAX Basic | Edan Instruments Inc (ECRI) | 461022-M22504340089 | Active | NDH
ND00005 | Ultrasonic Pocket Doppler | Detectors, Blood Flow, Ultrasonic (ECRI) | Edan Instruments Inc (ECRI) | SONOTRAX Basic | SONOTRAX Basic | Edan Instruments Inc (ECRI) | 461022-M22504340081 | Active | NDH
ND00006 | Bonescalpel Generator | Bone Cutting/Extraction, Ultrasonic (ECRI) | Misonix Inc (ECRI) | BCM-GN | Bonescalpel | Misonix Inc (ECRI) | BC-1616-2017 | Active | NDH
ND00007 | Ankle-Brachial Index System | Monitors, Physiologic, Multipurpose (ECRI) | MESI Ltd (ECRI) | MTABMD | MTABMD | MESI Ltd (ECRI) | 0212-JU9B | Active | NDH
ND00009 | Light, Examination | Lights, Examination (ECRI) | Welch Allyn Inc (ECRI) | 444XX | Green Series 300 | Welch Allyn Inc (ECRI) | NOT AVAILABLE | Active | NDH
ND00010 | Monitor, Vital Signs | Monitors, Vital Signs (ECRI) | Welch Allyn Inc (ECRI) | 68NXTX | Connex 6000 Series | Welch Allyn Inc (ECRI) | 100092213922 | Active | NDH
ND00011 | Image Processor, Endoscopy | Video Image Processors, Endoscopy (ECRI) | Olympus America Inc (ECRI) | CV-180 | EVIS EXERA II | Olympus America Inc (ECRI) | 7783826 | Active | NDH
ND00012 | Wall Battery Charger | Battery Chargers (ECRI) | Arjo Inc (ECRI) | NDA0100-20 | NDA0100-20 | Arjo Inc (ECRI) | Not Available | Active | NDH
ND00013 | Wall Battery Charger | Battery Chargers (ECRI) | Arjo Inc (ECRI) | NDA0100-20 | NDA0100-20 | Arjo Inc (ECRI) | Not Available | Active | NDH
ND00014 | Defibrillator, External, Auto | Defibrillators, External, Auto (ECRI) | ZOLL Medical Corp (ECRI) | AED Plus | AED Plus | ZOLL Medical Corp (ECRI) | X12K577250 | Active | NDH
ND00015 | Thermometer, Electronic | Thermometers, Electronic (ECRI) | Welch Allyn Inc (ECRI) | 690 | SureTemp Plus | Welch Allyn Inc (ECRI) | 19191265 | Active | NDH
ND00016 | Chambers, Hyperbaric | Chambers, Hyperbaric (ECRI) | Sechrist Industries Inc (ECRI) | 21287-01 | 21287-01 | Sechrist Industries Inc (ECRI) | FSH1208US02-20-14 | Active | NDH
ND00017 | Chamber, Hyperbaric | Chambers, Hyperbaric (ECRI) | Sechrist Industries Inc (ECRI) | 3300HR | 3300HR | Sechrist Industries Inc (ECRI) | 33H00317 | Active | NDH
ND00018 | Monitor, Vital Signs | Monitors, Vital Signs (ECRI) | Welch Allyn Inc (ECRI) | 68NXTX | Connex 6000 Series | Welch Allyn Inc (ECRI) | 100092173922 | Active | NDH
ND00019 | Light, Examination | Lights, Examination (ECRI) | Welch Allyn Inc (ECRI) | 444XX | Green Series 300 | Welch Allyn Inc (ECRI) | NOT AVAILABLE | Active | NDH
ND00020 | Chairs, Examination/Treatment | Chairs, Examination/Treatment (ECRI) | MTI (ECRI) | 527-115 | 527-115 | MTI (ECRI) | 120831061 | Active | NDH
ND00021 | Chambers, Hyperbaric | Chambers, Hyperbaric (ECRI) | Sechrist Industries Inc (ECRI) | 21287-01 | 21287-01 | Sechrist Industries Inc (ECRI) | FSH1208US02-20-16 | Active | NDH
ND00022 | Chambers, Hyperbaric | Chambers, Hyperbaric (ECRI) | Sechrist Industries Inc (ECRI) | 3300H | 3300H | Sechrist Industries Inc (ECRI) | 33H00312 | Active | NDH
ND00025 | Monitor, Vital Signs | Monitors, Vital Signs (ECRI) | Welch Allyn Inc (ECRI) | 71WE | Connex Spot Monitor | Welch Allyn Inc (ECRI) | 100036284219 | Active | NDH
ND00026 | Chairs, Examination/Treatment | Chairs, Examination/Treatment (ECRI) | MTI (ECRI) | 527W-115 | 527W-115 | MTI (ECRI) | 120607027 | Active | NDH
ND00027 | Light, Examination | Lights, Examination (ECRI) | Welch Allyn Inc (ECRI) | 444XX | Green Series 300 | Welch Allyn Inc (ECRI) | NOT AVAILABLE | Active | NDH
ND00028 | Monitor, Vital Signs | Monitors, Vital Signs (ECRI) | Welch Allyn Inc (ECRI) | 68NXTX | Connex 6000 Series | Welch Allyn Inc (ECRI) | 100092783922 | Active | NDH
ND00029 | Thermometer, Ear | Thermometers, Electronic, Ear (ECRI) | Welch Allyn Inc (ECRI) | Pro 6000 | Braun ThermoScan | Welch Allyn Inc (ECRI) | Not Available | Active | NDH
ND00030 | Monitor, Vital Signs | Monitors, Vital Signs (ECRI) | Welch Allyn Inc (ECRI) | 71WE | Connex Spot Monitor | Welch Allyn Inc (ECRI) | 100036264219 | Active | NDH
ND00031 | Non-Contact Thermometer | Thermometers (ECRI) | Shenzhen Dongdixin Ltd (ECRI) | TH5001N | TH5001N | Shenzhen Dongdixin Ltd (ECRI) | Not Available | Active | NDH
ND00032 | Battery/Dock Chargers | Battery/Dock Chargers (ECRI) | Welch Allyn Inc (ECRI) | 7114x | Universal Charger | Welch Allyn Inc (ECRI) | 12271 | Active | NDH
ND00033 | Lift, Patient Transfer | Lifts, Patient Transfer (ECRI) | Arjo Inc (ECRI) | SARA FLEX | SARA FLEX | Arjo Inc (ECRI) | 300311833 | Active | NDH
ND00034 | Hemorrhoidal System | Electrosurgical Units (ECRI) | THD America Inc (ECRI) | 700017 | THD Revolution | THD America Inc (ECRI) | 371015 | Active | NDH
ND00035 | Bipolar Footswitch | Footswitches (ECRI) | Covidien Inc (ECRI) | E6009 | Valleylab Footswitch | Covidien Inc (ECRI) | NOT AVAILABLE | Active | NDH
ND00036 | Electrosurgical Unit | Electrosurgical Units, Monopolar/Bipolar (ECRI) | Covidien Inc (ECRI) | Force FX | Force FX | Valley Lab Inc | F7L5227A | Active | NDH
ND00038 | Ankle-Brachial Index System | Monitors, Physiologic, Multipurpose (ECRI) | MESI Ltd (ECRI) | MA0001 | ABPIMDD | MESI Ltd (ECRI) | ME01V14-101908219 | Active | NDH
ND00039 | Flowmeter, Blood | Flowmeters, Blood, Laser (ECRI) | Perimed Inc (ECRI) | PeriFlux 5000 | PeriFlux 5000 | Perimed Inc (ECRI) | 5002-1849 | Active | NDH
ND00040 | Monitor, Vital Signs | Monitors, Vital Signs (ECRI) | Welch Allyn Inc (ECRI) | 65NTXX | Connex 6000 Series | Welch Allyn Inc (ECRI) | 103001920413 | Active | NDH
ND00041 | Non-Contact Thermometer | Thermometers (ECRI) | Shenzhen Dongdixin Ltd (ECRI) | TH5001N | TH5001N | Shenzhen Dongdixin Ltd (ECRI) | Not Available | Active | NDH
ND00042 | Monitor, Blood Pressure | Monitors, Blood Pressure (ECRI) | Welch Allyn Inc (ECRI) | ProBP 3400 | ProBP 3400 | Welch Allyn Inc (ECRI) | 100097444616 | Active | NDH
ND00043 | Monitor, Vital Signs | Monitors, Vital Signs (ECRI) | Welch Allyn Inc (ECRI) | 65NTXX | Connex 6000 Series | Welch Allyn Inc (ECRI) | 103001930413 | Active | NDH
ND00044 | Thermometer, Ear | Thermometers, Electronic, Ear (ECRI) | Welch Allyn Inc (ECRI) | Pro 6000 | Braun ThermoScan | Welch Allyn Inc (ECRI) | Not Available | Active | NDH
ND00045 | Monitor, Vital Signs | Monitors, Vital Signs (ECRI) | Welch Allyn Inc (ECRI) | 71WE | Connex Spot Monitor | Welch Allyn Inc (ECRI) | 100036244219 | Active | NDH
ND00047 | Chairs, Examination/Treatment | Chairs, Examination/Treatment (ECRI) | MTI (ECRI) | 527W-115 | 527W-115 | MTI (ECRI) | 120607025 | Active | NDH
ND00048 | Non-Contact Thermometer | Thermometers (ECRI) | Shenzhen Dongdixin Ltd (ECRI) | TH5001N | TH5001N | Shenzhen Dongdixin Ltd (ECRI) | Not Available | Active | NDH
ND00049 | Light, Examination | Lights, Examination (ECRI) | Welch Allyn Inc (ECRI) | 444XX | Green Series 300 | Welch Allyn Inc (ECRI) | NOT AVAILABLE | Active | NDH
ND00050 | Chairs, Examination/Treatment | Chairs, Examination/Treatment (ECRI) | MTI (ECRI) | 527-115 | 527-115 | MTI (ECRI) | 120831062 | Active | NDH
ND00051 | Irrigation, Hysteroscopic | Irrigation/Distention Systems, Hysteroscopic (ECRI) | Covidien Inc (ECRI) | 72205000 | HysteroLux | Covidien Inc (ECRI) | 2001CE0966 | Active | NDH
ND00052 | Hysteroscopic Morcellator | Morcellators (ECRI) | Covidien Inc (ECRI) | 7209808S | TruClear | Covidien Inc (ECRI) | YF1767 | Active | NDH
ND00053 | Beta/Gamma Radiation Detector | Detectors, Beta/Gamma Radiation (ECRI) | Devicor Medical Inc (ECRI) | 2400 | NeoProbe | Devicor Medical Inc (ECRI) | 203265636 | Active | NDH
ND00054 | Footswitch | Footswitches (ECRI) | Endomagnetics Inc (ECRI) | SMA03 | Sentimag Footswitch | Endomagnetics Inc (ECRI) | SMA3UK-00094 | Active | NDH
ND00055 | Magnetic Detection System | Tissue Characterization Systems, Electromagnetic (ECRI) | Endomagnetics Inc (ECRI) | SMB03 | Sentimag | MAMMOTOME | S3UK-2023-00073 | Active | NDH
ND00056 | Monitor, Display | Monitors, Video (ECRI) | KARL STORZ Endoscopy US (ECRI) | EJ-MLA26UK1A | EJ-MLA26UK1A | KARL STORZ Endoscopy US (ECRI) | H5ID10021 | Active | NDH
ND00057 | Hand Control | Hand/Remote Control (ECRI) | Schaerer Medical USA Inc (ECRI | 84805 | 84805 | Schaerer Medical USA Inc (ECRI | 2019-0712 | Active | NDH
ND00058 | Tables, Operating/Surgical | Tables, Operating/Surgical (ECRI) | Schaerer Medical USA Inc (ECRI | 7300-001 | 7300-001 | Schaerer Medical USA Inc (ECRI | TFX1362 | Active | NDH
ND00059 | Tables, Operating/Surgical | Tables, Operating/Surgical (ECRI) | Schaerer Medical USA Inc (ECRI | 7300-001 | 7300-001 | Schaerer Medical USA Inc (ECRI | TFX1484 | Active | NDH
ND00063 | Warming Unit, Patient | Warming Units, Patient, Forced-Air (ECRI) | 3M Health Care (ECRI) | 775 | Bair Hugger 775 | 3M Health Care (ECRI) | 81889 | Active | NDH
ND00064 | Warming Unit, Patient | Warming Units, Patient, Forced-Air (ECRI) | 3M Health Care (ECRI) | 775 | Bair Hugger 775 | 3M Health Care (ECRI) | 077011 | Active | NDH
ND00065 | Instrument Driver Console | Aspirators, Liposuction (ECRI) | MicroAire Surgical (ECRI) | 5020 | 5020 | MicroAire Surgical (ECRI) | 06220111 | Active | NDH
ND00066 | Liposuction Aspirator | Aspirators, Liposuction (ECRI) | MicroAire Surgical (ECRI) | ASP-1021 | LipoTower | MicroAire Surgical (ECRI) | 22103029 | Active | NDH
ND00067 | Microscope, Surgical | Microscopes, Operating/Surgical (ECRI) | Leica Microsystems Inc (ECRI) | M525 OH4 | M525 OH4 | Leica Microsystems Inc (ECRI) | 190614727 | Active | NDH
ND00068 | Lift, Patient Transfer | Lifts, Patient Transfer (ECRI) | Arjo Inc (ECRI) | Maxi 500 | Maxi 500 | Arjo Inc (ECRI) | 300599965 | Active | NDH
ND00069 | Cast Cutter | Cast Cutters, Electric (ECRI) | BSN MEDICAL INC (ECRI) | 0295-200 | HEX DRIVE | BSN MEDICAL INC (ECRI) | 33120 | Active | NDH
ND00070 | Cast Cutter | Cast Cutters, Electric (ECRI) | Not Available | 300/01 | Not Available | Not Available | 6500-24000 | Active | NDH
ND00071 | Light Source | Light Sources (ECRI) | Olympus America Inc (ECRI) | CLV-180 | EVIS EXERA II | Olympus America Inc (ECRI) | 7603479 | Active | NDH
ND00072 | Digital Controller | Controllers (ECRI) | Boston Scientific Corp (ECRI) | M00542950 | SpyGlass Discover | Boston Scientific Corp (ECRI) | 2034334771 | Active | NDH
ND00073 | Irrigation/Distention System | Irrigation/Distention Systems (ECRI) | Erbe USA Inc (ECRI) | 10325-000 | EIP 2 | Erbe USA Inc (ECRI) | 11450408 | Active | NDH
ND00074 | Cart, Surgical Instrument | Carts, Surgical Instrument (ECRI) | Olympus America Inc (ECRI) | WM-NP2 | WM-NP2 | Olympus America Inc (ECRI) | 21972308 | Active | NDH
ND00075 | Display Monitor | Monitors, Video (ECRI) | Foreseeson Custom Displays Inc | FM-B2702DG | LCD Color Display | Foreseeson Custom Displays Inc | D27422440010 | Active | NDH
ND00076 | Tourniquet, Pneumatic | Tourniquets, Pneumatic (ECRI) | Zimmer Biomet (ECRI) | A.T.S. 4000TS | A.T.S. 4000TS | Zimmer Biomet (ECRI) | 62240003600 | Active | NDH
ND00077 | Infusion Pump | Infusion Pumps (ECRI) | Baxter Healthcare Corp (ECRI) | 3570009 | Spectrum IQ | Baxter Healthcare Corp (ECRI) | 3618000 | Active | NDH
ND00078 | Insufflator | Insufflators (ECRI) | CONMED Corp (ECRI) | AS-iFS1 | AirSeal iFS | CONMED Corp (ECRI) | 1602CE0708 | Active | NDH
ND00079 | Surgical Smoke Evacuator | Smoke Evacuation Systems, Surgical (ECRI) | CONMED Corp (ECRI) | VC120 | VisiClear | CONMED Corp (ECRI) | 20230703015 | Active | NDH
ND00080 | Warming Unit, Patient | Warming Units, Patient, Forced-Air (ECRI) | 3M Health Care (ECRI) | 775 | Bair Hugger 775 | 3M Health Care (ECRI) | 81894 | Active | NDH
ND00081 | Vacuum Pump | Vacuum Pumps, Central (ECRI) | Stryker Instruments (ECRI) | 0206-500-000 | 0206-500-000 | Stryker Instruments (ECRI) | 1602103833 | Active | NDH
ND00082 | Instrument Driver | Handpieces, Surgical (ECRI) | Stryker Instruments (ECRI) | 5400-050-000 | CORE Console | Stryker Instruments (ECRI) | 1319108203 | Active | NDH
ND00083 | Vacuum Pump | Vacuum Pumps, Central (ECRI) | Stryker Instruments (ECRI) | 0206-500-000 | 0206-500-000 | Stryker Instruments (ECRI) | 1233300313 | Active | NDH
ND00084 | Vacuum Pump | Vacuum Pumps, Central (ECRI) | Stryker Instruments (ECRI) | 0206-500-000 | 0206-500-000 | Stryker Instruments (ECRI) | 2319514333 | Active | NDH
ND00085 | Footswitch | Footswitches (ECRI) | Stryker Instruments (ECRI) | 5100-008-000 | TPS Footswitch IPX7 | Stryker Instruments (ECRI) | 2001419203 | Active | NDH
ND00086 | Instrument Driver | Handpieces, Surgical (ECRI) | Stryker Instruments (ECRI) | 5400-050-000 | CORE Console | Stryker Instruments (ECRI) | 1730007083 | Active | NDH
ND00087 | RF Generator | Electrosurgical Units, Bipolar (ECRI) | Depuy Mitek (J&J) (ECRI) | 225021 | VAPR 3 | Depuy Mitek (J&J) (ECRI) | 1020688 | Active | NDH
ND00088 | Light Source, Endoscope | Light Sources, Endoscope (ECRI) | CIRCON CORPORATION | 9086 | 9086 | CIRCON CORPORATION | AU0533 | Active | NDH
ND00089 | Footswitch | Footswitches (ECRI) | LineMaster Switch Corp (ECRI) | 632-D | Clipper | LineMaster Switch Corp (ECRI) | Not Available | Active | NDH
ND00090 | Aspirators, Liposuction | Aspirators, Liposuction (ECRI) | Wells Johnson Co (ECRI) | ASP II | Accelerator II | BYRON MEDICAL | 00764 | Active | NDH
ND00091 | Anesthesia Unit Vaporizer | Anesthesia Unit Vaporizers (ECRI) | GE Datex-Ohmeda Inc (ECRI) | TEC 7 | TEC 7 | GE Datex-Ohmeda Inc (ECRI) | BEJL04086 | Active | NDH
ND00092 | Anesthesia Unit Vaporizer | Anesthesia Unit Vaporizers (ECRI) | GE Datex-Ohmeda Inc (ECRI) | TEC 6 PLUS | TEC 6 PLUS | GE Datex-Ohmeda Inc (ECRI) | AETK48003 | Active | NDH
ND00093 | Module, Recorder | Modules, Temperature (ECRI) | Philips Healthcare (ECRI) | M1116B | M1116B | Philips Healthcare (ECRI) | 4227A62021 | Active | NDH
ND00094 | Module, Multiparameter | Modules, Multiparameter (ECRI) | Philips Healthcare (ECRI) | 867036 | IntelliVue MMX | Philips Healthcare (ECRI) | DE785D3863 | Active | NDH
ND00095 | Anesthesia Unit | Anesthesia Units (ECRI) | GE Datex-Ohmeda Inc (ECRI) | 1009-9050-000 | Avance CS2 | GE Datex-Ohmeda Inc (ECRI) | APKA01384 | Active | NDH
ND00096 | Infusion Pump, Syringe | Infusion Pumps, Syringe (ECRI) | Smiths Medical (ECRI) | Medfusion 3500 | Medfusion 3500 | Smiths Medical (ECRI) | M-0340 | Active | NDH
ND00097 | Footswitch | Footswitches (ECRI) | Stryker Instruments (ECRI) | 5400-007-000 | NSE Footswitch IPX8 | Stryker Instruments (ECRI) | 1314202153 | Active | NDH
ND00098 | Surgical Smoke Evacuator | Smoke Evacuation Systems, Surgical (ECRI) | CONMED Corp (ECRI) | VC120 | VisiClear | CONMED Corp (ECRI) | 20230703028 | Active | NDH
ND00099 | Electrosurgical Unit | Electrosurgical Units, Monopolar/Bipolar (ECRI) | Covidien Inc (ECRI) | FT10 | Valleylab FT10 | Covidien Inc (ECRI) | T5G00235DX | Active | NDH
ND00100 | Light, Surgical | Lights, Surgical (ECRI) | MAQUET Medical Systems (ECRI) | 568330933 | POWERLED 300 | MAQUET Medical Systems (ECRI) | AR 060454 | Active | NDH
ND00101 | Regulator, Suction | Regulators, Suction (ECRI) | Ohio Medical Corp (ECRI) | 1247 | 1247 | Ohio Medical Corp (ECRI) | BDKU00836 | Active | NDH
ND00102 | Thermoflator | Insufflators, Laparoscopic (ECRI) | KARL STORZ Endoscopy US (ECRI) | 26432020 | thermoflator | KARL STORZ Endoscopy US (ECRI) | LB09106-B | Active | NDH
ND00103 | Light Sources, LED | Light Sources (ECRI) | KARL STORZ Endoscopy US (ECRI) | TL400 | power LED rubina | KARL STORZ Endoscopy US (ECRI) | YN07371 | Active | NDH
ND00104 | Image Processor, Endoscopy | Video Image Processors, Endoscopy (ECRI) | KARL STORZ Endoscopy US (ECRI) | TC201US | Image1 S Connect II | KARL STORZ Endoscopy US (ECRI) | RM878066-P | Active | NDH
ND00105 | Warming Unit, Patient | Warming Units, Patient, Forced-Air (ECRI) | 3M Health Care (ECRI) | 775 | Bair Hugger 775 | 3M Health Care (ECRI) | 087506 | Active | NDH
ND00106 | Cameras, Video, Endoscope | Cameras, Video, Endoscope (ECRI) | KARL STORZ Endoscopy US (ECRI) | TC304US | Image1 S 4U-Link | KARL STORZ Endoscopy US (ECRI) | RM877976-P | Active | NDH
ND00107 | Surgical Smoke Evacuator | Smoke Evacuation Systems, Surgical (ECRI) | CONMED Corp (ECRI) | VC120 | VisiClear | CONMED Corp (ECRI) | 20230703014 | Active | NDH
ND00108 | Image Processor, Endoscopy | Video Image Processors, Endoscopy (ECRI) | KARL STORZ Endoscopy US (ECRI) | TC300 | Image1 H3-Link | KARL STORZ Endoscopy US (ECRI) | UU734846-P | Active | NDH
ND00109 | Bipolar Resection Footswitch | Footswitches (ECRI) | Covidien Inc (ECRI) | FT6009 | ForceTriad | Covidien Inc (ECRI) | Not Available | Active | NDH
ND00110 | Intermittent Compression Unit | Compression Units (ECRI) | Covidien Inc (ECRI) | 29525 | Kendall SCD 700 | Covidien Inc (ECRI) | V1219788SX | Active | NDH
ND00111 | Waste-Disposal Unit | Waste-Disposal Units, Liquid (ECRI) | Stryker Instruments (ECRI) | 0703-001-000 | Neptune 3 Rover | Stryker Instruments (ECRI) | 1804303593 | Active | NDH
ND00112 | Display Monitor | Monitors, Video (ECRI) | Foreseeson Custom Displays Inc | FM-B2702DG | LCD Color Display | Foreseeson Custom Displays Inc | D2742440011 | Active | NDH
ND00114 | Printer | Printers, Video (ECRI) | Sony Electronics (ECRI) | UP-DR80MD | UP-DR80MD | Sony Electronics (ECRI) | 738392 | Active | NDH
ND00115 | Light Source, Endoscope | Light Sources, Endoscope (ECRI) | KARL STORZ Endoscopy US (ECRI) | 20161420 | Power LED 175 | KARL STORZ Endoscopy US (ECRI) | TU7779 | Active | NDH
ND00116 | Image Processor, Endoscopy | Video Image Processors, Endoscopy (ECRI) | KARL STORZ Endoscopy US (ECRI) | TC300 | Image1 H3-Link | KARL STORZ Endoscopy US (ECRI) | UU734868-P | Active | NDH
ND00117 | Image Processor, Endoscopy | Video Image Processors, Endoscopy (ECRI) | KARL STORZ Endoscopy US (ECRI) | TC301US | Image1 S X-Link | KARL STORZ Endoscopy US (ECRI) | SM881352-P | Active | NDH
ND00118 | Image Processor, Endoscopy | Video Image Processors, Endoscopy (ECRI) | KARL STORZ Endoscopy US (ECRI) | TC201US | Image1 S Connect II | KARL STORZ Endoscopy US (ECRI) | SM880503-P | Active | NDH
ND00119 | Imaging Management System | Information Systems, Picture Archiving/Communication, Endoscopy (ECRI) | KARL STORZ Endoscopy US (ECRI) | 20205520 | AIDA HD DVD-M | KARL STORZ Endoscopy US (ECRI) | VU609775-T | Active | NDH
ND00120 | Thermoflator | Insufflators, Laparoscopic (ECRI) | KARL STORZ Endoscopy US (ECRI) | 26432020 | thermoflator | KARL STORZ Endoscopy US (ECRI) | TU19803 | Active | NDH
ND00121 | Tourniquet, Pneumatic | Tourniquets, Pneumatic (ECRI) | Zimmer Biomet (ECRI) | A.T.S. 4000TS | A.T.S. 4000TS | Zimmer Biomet (ECRI) | 402105110019 | Active | NDH
ND00123 | Module, Recorder | Modules, Temperature (ECRI) | Philips Healthcare (ECRI) | M1116B | M1116B | Philips Healthcare (ECRI) | 4227A41461 | Active | NDH
ND00124 | TruClear Footswitch | Footswitches (ECRI) | Covidien Inc (ECRI) | 7209820 | 7209820 | Covidien Inc (ECRI) | YG0596 | Active | NDH
ND00125 | RF Controller | Radiofrequency Therapy Systems, Tissue Ablation, Endometrial (ECRI) | Hologic Inc (ECRI) | RFC2010-115 | Novasure Model 10 | Hologic Inc (ECRI) | 38440I17D0 | Active | NDH
ND00126 | Laser, Nd:YAG, Surgical | Lasers, Nd:YAG, Surgical (ECRI) | Lumenis GmbH (ECRI) | VersaPulse | VersaPulse | Lumenis GmbH (ECRI) | 582 | Active | NDH
ND00127 | Footswitch | Footswitches (ECRI) | Suns Electronic CO., LTD | FS-81-SP-T | FS-81-SP-T | Suns Electronic CO., LTD | NOT AVAILABLE | Active | NDH
ND00128 | Electrosurgical Unit | Electrosurgical Units, Monopolar/Bipolar (ECRI) | KARL STORZ Endoscopy US (ECRI) | UH400U | Autocon III 400 | KARL STORZ Endoscopy US (ECRI) | 40105182 | Active | NDH
ND00129 | Footswitch | Footswitches (ECRI) | KARL STORZ Endoscopy US (ECRI) | UF902 | UF902 | KARL STORZ Endoscopy US (ECRI) | UO05125 | Active | NDH
ND00130 | Imaging Managment System | Information Systems, Picture Archiving/Communication, Endoscopy (ECRI) | KARL STORZ Endoscopy US (ECRI) | WD300 | AIDA | KARL STORZ Endoscopy US (ECRI) | NOT AVAILABLE | Active | NDH
ND00131 | Video System | Video Systems, Operating Room (ECRI) | KARL STORZ Endoscopy US (ECRI) | OR1.avm | WO 301 | KARL STORZ Endoscopy US (ECRI) | 23-384285 | Active | NDH
ND00132 | Display Monitor | Monitors, Video (ECRI) | Foreseeson Custom Displays Inc | FM-B2702DG | LCD Color Display | Foreseeson Custom Displays Inc | D27422440009 | Active | NDH
ND00133 | Light, Surgical | Lights, Surgical (ECRI) | MAQUET Medical Systems (ECRI) | 568330933 | POWERLED 300 | MAQUET Medical Systems (ECRI) | AR 060382 | Active | NDH
ND00134 | Hand Control | Hand/Remote Control (ECRI) | STERIS Corp (ECRI) | 3080 RL/SP | 3080 RL/SP | STERIS Corp (ECRI) | 7001118235 | Active | NDH
ND00135 | Table, Operating/Surgical | Tables, Operating/Surgical (ECRI) | STERIS Corp (ECRI) | 3085SP | AMSCO 3085SP | STERIS Corp (ECRI) | B422005096 | Active | NDH
ND00136 | Infusion Pump, Syringe | Infusion Pumps, Syringe (ECRI) | Smiths Medical (ECRI) | Medfusion 3500 | Medfusion 3500 | Smiths Medical (ECRI) | M-0337 | Active | NDH
ND00137 | Warming Unit, Blood/Solution | Warming Units, Blood/Solution (ECRI) | 3M Health Care (ECRI) | 245 | Ranger | 3M Health Care (ECRI) | 104630 | Active | NDH
ND00138 | Infusion Pump | Infusion Pumps (ECRI) | Baxter Healthcare Corp (ECRI) | 3570009 | Spectrum IQ | Baxter Healthcare Corp (ECRI) | 3617457 | Active | NDH
ND00139 | Monopolar Footswitch | Footswitches (ECRI) | Covidien Inc (ECRI) | E6008 | Valleylab Footswitch | Covidien Inc (ECRI) | Not Available | Active | NDH
ND00140 | Electrosurgical Unit | Electrosurgical Units, Monopolar/Bipolar (ECRI) | Covidien Inc (ECRI) | FT10 | Valleylab FT10 | Covidien Inc (ECRI) | T5I01055DX | Active | NDH
ND00141 | Light, Surgical | Lights, Surgical (ECRI) | MAQUET Medical Systems (ECRI) | 568370939 | POWERLED 700 SF HD R | MAQUET Medical Systems (ECRI) | AR 060165 | Active | NDH
ND00142 | Anesthesia Unit | Anesthesia Units (ECRI) | GE Datex-Ohmeda Inc (ECRI) | 1006-9305-000 | Aestiva/5 7900 | GE Datex-Ohmeda Inc (ECRI) | AMRN00638 | Active | NDH
ND00143 | Warming Units, Blanket | Warming Units, Blanket (ECRI) | STERIS Corp (ECRI) | DJ05012433212 | DJ05012433212 | STERIS Corp (ECRI) | 0427815034 | Active | NDH
ND00144 | Infusion Pump, Syringe | Infusion Pumps, Syringe (ECRI) | Smiths Medical (ECRI) | Medfusion 3500 | Medfusion 3500 | Smiths Medical (ECRI) | M-0341 | Active | NDH
ND00145 | Warming Unit, Patient | Warming Units, Patient, Forced-Air (ECRI) | 3M Health Care (ECRI) | 775 | Bair Hugger 775 | 3M Health Care (ECRI) | 81893 | Active | NDH
ND00146 | Anesthesia Unit Vaporizer | Anesthesia Unit Vaporizers (ECRI) | GE Datex-Ohmeda Inc (ECRI) | TEC 6 PLUS | TEC 6 PLUS | GE Datex-Ohmeda Inc (ECRI) | AESS48043 | Active | NDH
ND00148 | Infusion Pump | Infusion Pumps (ECRI) | Baxter Healthcare Corp (ECRI) | 3570009 | Spectrum IQ | Baxter Healthcare Corp (ECRI) | 3619868 | Active | NDH
ND00149 | Warming Unit, Blood/Solution | Warming Units, Blood/Solution (ECRI) | 3M Health Care (ECRI) | 245 | Ranger | 3M Health Care (ECRI) | 104678 | Active | NDH
ND00150 | Table, Operating/Surgical | Tables, Operating/Surgical (ECRI) | STERIS Corp (ECRI) | 5095 | 5095 | STERIS Corp (ECRI) | 0401723104 | Active | NDH
ND00151 | Cameras, Video, Endoscope | Cameras, Video, Endoscope (ECRI) | KARL STORZ Endoscopy US (ECRI) | TC304US | Image1 S 4U-Link | KARL STORZ Endoscopy US (ECRI) | RM877977-P | Active | NDH
ND00152 | Image Processor, Endoscopy | Video Image Processors, Endoscopy (ECRI) | KARL STORZ Endoscopy US (ECRI) | TC201US | Image1 S Connect II | KARL STORZ Endoscopy US (ECRI) | RM878048-P | Active | NDH
ND00153 | Module, Recorder | Modules, Temperature (ECRI) | Philips Healthcare (ECRI) | M1116B | M1116B | Philips Healthcare (ECRI) | 4227A62025 | Active | NDH
ND00155 | 21.5in Touchscreen Display | Monitors, Video (ECRI) | KARL STORZ Endoscopy US (ECRI) | WM100 | WM100 | KARL STORZ Endoscopy US (ECRI) | GM0314H180029 | Active | NDH
ND00156 | Not Available | Not Available | Not Available | Not Available | Not Available | Not Available | Not Available | Active | NDH
ND00157 | Uninterruptible Power Supply | Power Systems, Uninterruptible (ECRI) | AMETEK Powervar (ECRI) | 58100-28R | 58100-28R | AMETEK Powervar (ECRI) | 5810028R-2310085 | Active | NDH
ND00158 | Light Sources (ECRI) | Light Sources (ECRI) | Not Available | Not Available | Not Available | Not Available | Not Available | Active | NDH
ND00159 | Shaver Console | Arthroscopic Shaver Systems (ECRI) | Arthrex Inc (ECRI) | AR-8305 | Synergy Resection | Arthrex Inc (ECRI) | EAM150050 | Active | NDH
ND00160 | Monopolar Footswitch | Footswitches (ECRI) | Covidien Inc (ECRI) | E6008 | Valleylab Footswitch | Covidien Inc (ECRI) | NOT AVAILABLE | Active | NDH
ND00161 | Intermittent Compression Unit | Compression Units (ECRI) | Covidien Inc (ECRI) | 29525 | Kendall SCD 700 | Covidien Inc (ECRI) | V1526945SX | Active | NDH
ND00162 | Light, Surgical | Lights, Surgical (ECRI) | Not Available | Not Available | Not Available | Not Available | Not Available | Active | NDH
ND00163 | FootSwitch | Footswitches (ECRI) | Medtronic Xomed Inc (ECRI) | Not Available | PC700 | Medtronic Xomed Inc (ECRI) | P00531626 | Active | NDH
ND00164 | Bipolar Footswitch | Footswitches (ECRI) | Covidien Inc (ECRI) | E6009 | Valleylab Footswitch | Covidien Inc (ECRI) | NOT AVAILABLE | Active | NDH
ND00165 | Monitor, Display | Monitors, Video (ECRI) | Sony Electronics (ECRI) | FW-55BZ40H | FW-55BZ40H | Sony Electronics (ECRI) | 4510854 | Active | NDH
ND00166 | Dual-Pedal Footswitch | Footswitches (ECRI) | GE OEC Medical Sys Inc (ECRI) | HT-52-SWNO | HT-52-SWNO | GE OEC Medical Sys Inc (ECRI) | NOT AVAILABLE | Active | NDH
ND00168 | Autoclave | Sterilizing Units, Steam (ECRI) | STERIS Corp (ECRI) | AMSCO 400 Series | AMSCO 400 Series | STERIS Corp (ECRI) | 033451530 | Active | NDH
ND00169 | Air Blower | Patient Transfer Aids (ECRI) | Medline Industries Inc (ECRI) | MSC60090 | Comfort Glide | Medline Industries Inc (ECRI) | C890028706 | Active | NDH
ND00170 | Intermittent Compression Unit | Compression Units (ECRI) | Covidien Inc (ECRI) | 29525 | Kendall SCD 700 | Covidien Inc (ECRI) | V1526963SX | Active | NDH
ND00171 | Printer | Printers, Video (ECRI) | Sony Electronics (ECRI) | UP-DR80MD | UP-DR80MD | Sony Electronics (ECRI) | 710562 | Active | NDH
ND00173 | Monitor, Display | Monitors, Video (ECRI) | Sony Electronics (ECRI) | FW-55BZ40H | FW-55BZ40H | Sony Electronics (ECRI) | 4510105 | Active | NDH
ND00175 | Image Processor, Endoscopy | Video Image Processors, Endoscopy (ECRI) | KARL STORZ Endoscopy US (ECRI) | TC300 | Image1 H3-Link | KARL STORZ Endoscopy US (ECRI) | UU734845-P | Active | NDH
ND00176 | Light Sources, LED | Light Sources (ECRI) | KARL STORZ Endoscopy US (ECRI) | TL400 | power LED rubina | KARL STORZ Endoscopy US (ECRI) | YN07497 | Active | NDH
ND00177 | Thermoflator | Insufflators, Laparoscopic (ECRI) | KARL STORZ Endoscopy US (ECRI) | 26432020 | thermoflator | KARL STORZ Endoscopy US (ECRI) | TU19786 | Active | NDH
ND00178 | Anesthesia Unit Vaporizer | Anesthesia Unit Vaporizers (ECRI) | GE Datex-Ohmeda Inc (ECRI) | TEC 7 | TEC 7 | GE Datex-Ohmeda Inc (ECRI) | BEJMO1593 | Active | NDH
ND00179 | Warming Units, Blanket | Warming Units, Blanket (ECRI) | STERIS Corp (ECRI) | DJ05012433212 | DJ05012433212 | STERIS Corp (ECRI) | 0427915032 | Active | NDH
ND00180 | Anesthesia Unit Vaporizer | Anesthesia Unit Vaporizers (ECRI) | GE Datex-Ohmeda Inc (ECRI) | TEC 6 PLUS | TEC 6 PLUS | GE Datex-Ohmeda Inc (ECRI) | AETQ30078 | Active | NDH
ND00181 | Anesthesia Unit Vaporizer | Anesthesia Unit Vaporizers (ECRI) | GE Datex-Ohmeda Inc (ECRI) | TEC 7 | TEC 7 | GE Datex-Ohmeda Inc (ECRI) | BEJN05489 | Active | NDH
ND00182 | Module, Multiparameter | Modules, Multiparameter (ECRI) | Philips Healthcare (ECRI) | 867036 | IntelliVue MMX | Philips Healthcare (ECRI) | DE785D3882 | Active | NDH
ND00183 | Instrument Driver | Handpieces, Surgical (ECRI) | Stryker Instruments (ECRI) | 5400-050-000 | CORE Console | Stryker Instruments (ECRI) | 0809512103 | Active | NDH
ND00184 | Footswitch | Footswitches (ECRI) | Depuy Mitek (J&J) (ECRI) | 737301 | VAPR 3 Footswitch | Depuy Mitek (J&J) (ECRI) | Not Available | Active | NDH
ND00185 | Footswitch | Footswitches (ECRI) | Tenex Health Inc (ECRI) | 33131920 | MKF 1PW-MED GP12 | Tenex Health Inc (ECRI) | 00631 | Active | NDH
ND00186 | Footswitch | Footswitches (ECRI) | Arthrex Inc (ECRI) | AR-6483 | DualWave Foot Pedal | Arthrex Inc (ECRI) | L1508009 | Active | NDH
ND00187 | Footswitch | Footswitches (ECRI) | Arthrocare Corp (ECRI) | 10863 | 10863 | Arthrocare Corp (ECRI) | Not Available | Active | NDH
ND00188 | Footswitch | Footswitches (ECRI) | Arthrex Inc (ECRI) | AR-8310 | Adapteur Power Sys 2 | Arthrex Inc (ECRI) | L1903155 | Active | NDH
ND00189 | Footswitch | Footswitches (ECRI) | Arthrex Inc (ECRI) | AR-6483 | DualWave Foot Pedal | Arthrex Inc (ECRI) | L1902028 | Active | NDH
ND00190 | Footswitch | Footswitches (ECRI) | Suns Electronic CO., LTD | FS-81-SP-T | FS-81-SP-T | Suns Electronic CO., LTD | Not Available | Active | NDH
ND00191 | Arthroscopy Pump | Aspirators, Surgical, Ultrasonic (ECRI) | Tenex Health Inc (ECRI) | 554-0000-000 | 554-0000-000 | Tenex Health Inc (ECRI) | 55400582 | Active | NDH
ND00192 | Tissue Ablation | Radiofrequency Therapy Systems, Tissue Ablation, Intraarticular (ECRI) | Arthrocare Corp (ECRI) | RF12000 | Quantum 2 | Arthrocare Corp (ECRI) | B10169 | Active | NDH
ND00193 | Shield, X-Ray, Barrier | Shields, X-Ray, Barrier (ECRI) | Carr Corp (ECRI) | LSM | Lead Shield Mobile | Carr Corp (ECRI) | Not Available | Active | NDH
ND00194 | Shield, X-Ray, Barrier | Shields, X-Ray, Barrier (ECRI) | Infab Corp (ECRI) | 683482 | Wide Mobile Barrier | Carr Corp (ECRI) | Not Available | Active | NDH
ND00195 | Detector, X-Ray | Detectors, X-Ray, Digital Radiography (ECRI) | GE Healthcare (ECRI) | CD22M1111 | CD22M1111 | GE Healthcare (ECRI) | 206598HL5 | Active | NDH
ND00196 | Detector, X-Ray | Detectors, X-Ray, Digital Radiography (ECRI) | GE Healthcare (ECRI) | 5999140 | 5999140 | GE Healthcare (ECRI) | 206599HL3 | Active | NDH
ND00197 | Footswitch Kit | Footswitches (ECRI) | GE Healthcare (ECRI) | 5999580 | Neo Assembly | GE Healthcare (ECRI) | SFDFS0321060067C | Active | NDH
ND00198 | Table, Operating/Surgical | Tables, Operating/Surgical (ECRI) | Mizuho OSI (ECRI) | 6875 | HANA | Mizuho OSI (ECRI) | 2011-0017 | Active | NDH
ND00199 | Controllers (ECRI) | Controllers (ECRI) | Not Available | Not Available | Not Available | Not Available | Not Available | Active | NDH
ND00200 | Tables, Operating/Surgical | Tables, Operating/Surgical (ECRI) | Schaerer Medical USA Inc (ECRI | 7300-001 | 7300-001 | Schaerer Medical USA Inc (ECRI | TFX1588 | Active | NDH
ND00201 | Hand/Remote Control | Hand/Remote Control (ECRI) | Schaerer Medical USA Inc (ECRI | 84805 | 84805 | Schaerer Medical USA Inc (ECRI | 000933 | Active | NDH
ND00202 | Table, Operating/Surgical | Tables, Operating/Surgical (ECRI) | STERIS Corp (ECRI) | 3085SP | AMSCO 3085SP | STERIS Corp (ECRI) | B419305013 | Active | NDH
ND00203 | Hand/Remote Control | Hand/Remote Control (ECRI) | STERIS Corp (ECRI) | 3080 RL/SP | 3080 RL/SP | STERIS Corp (ECRI) | 7019020170 | Active | NDH
ND00204 | Warming Unit, Patient | Warming Units, Patient, Forced-Air (ECRI) | 3M Health Care (ECRI) | 775 | Bair Hugger 775 | 3M Health Care (ECRI) | 193501 | Active | NDH
ND00205 | Warming Unit, Blood/Solution | Warming Units, Blood/Solution (ECRI) | 3M Health Care (ECRI) | 245 | Ranger | 3M Health Care (ECRI) | 104639 | Active | NDH
ND00206 | Intermittent Compression Unit | Compression Units (ECRI) | Covidien Inc (ECRI) | 29525 | Kendall SCD 700 | Covidien Inc (ECRI) | V1219658SX | Active | NDH
ND00207 | Warming Units, Blanket | Warming Units, Blanket (ECRI) | STERIS Corp (ECRI) | DJ05012433212 | DJ05012433212 | STERIS Corp (ECRI) | 0426515056 | Active | NDH
ND00208 | Video System | Video Systems, Operating Room (ECRI) | KARL STORZ Endoscopy US (ECRI) | OR1.avm | WO 301 | KARL STORZ Endoscopy US (ECRI) | 22-380370 | Active | NDH
ND00209 | Imaging Managment System | Information Systems, Picture Archiving/Communication, Endoscopy (ECRI) | KARL STORZ Endoscopy US (ECRI) | WD300 | AIDA | KARL STORZ Endoscopy US (ECRI) | Not Available | Active | NDH
ND00210 | Footswitch | Footswitches (ECRI) | Arthrex Inc (ECRI) | AR-6483 | DualWave Foot Pedal | Arthrex Inc (ECRI) | L2001006 | Active | NDH
ND00211 | Infusion Pump | Infusion Pumps (ECRI) | Baxter Healthcare Corp (ECRI) | 3570009 | Spectrum IQ | Baxter Healthcare Corp (ECRI) | 3614675 | Active | NDH
ND00213 | Light, Surgical | Lights, Surgical (ECRI) | Not Available | Not Available | Not Available | Not Available | Not Available | Active | NDH
ND00214 | Anesthetic Gas Monitor | Modules, Anesthetic Gas (ECRI) | Philips Healthcare (ECRI) | G5 (M1019A) | IntelliVue G5 | Philips Healthcare (ECRI) | ARZF-0058 | Active | NDH
ND00216 | Footswitch | Footswitches (ECRI) | Arthrex Inc (ECRI) | AR-8310 | Adapteur Power Sys 2 | Arthrex Inc (ECRI) | L1512038 | Active | NDH
ND00218 | Footswitch | Footswitches (ECRI) | Arthrex Inc (ECRI) | AR-9800-F | AR-9800-F | Arthrex Inc (ECRI) | L1911207 | Active | NDH
ND00219 | RF Generator Console | Radiofrequency Generators (ECRI) | Arthrex Inc (ECRI) | AR-9800 | Synergy RF | Arthrex Inc (ECRI) | CM9745L19 | Active | NDH
ND00220 | Arthroscopic Pump | Irrigation/Distention Systems, Arthroscopic (ECRI) | Arthrex Inc (ECRI) | AR-6480 | DualWave | Arthrex Inc (ECRI) | N148992B19 | Active | NDH
ND00221 | Video System | Video Systems, Operating Room (ECRI) | KARL STORZ Endoscopy US (ECRI) | OR1.avm | WO 301 | KARL STORZ Endoscopy US (ECRI) | 22-380377 | Active | NDH
ND00222 | Monitor Display | Monitors, Video (ECRI) | KARL STORZ Endoscopy US (ECRI) | STAP2111LMC | MDGP21ELMAC-KS1 | KARL STORZ Endoscopy US (ECRI) | GM0314H180049 | Active | NDH
ND00223 | Printer | Printers, Video (ECRI) | Sony Electronics (ECRI) | UP-DR80MD | UP-DR80MD | Sony Electronics (ECRI) | 703869 | Active | NDH
ND00224 | Module, Multiparameter | Modules, Multiparameter (ECRI) | Philips Healthcare (ECRI) | 867036 | IntelliVue MMX | Philips Healthcare (ECRI) | DE785D3875 | Active | NDH
ND00225 | Printer | Printers, Video (ECRI) | Sony Electronics (ECRI) | UP-DR80MD | UP-DR80MD | Sony Electronics (ECRI) | 703807 | Active | NDH
ND00226 | Monitor Display | Monitors, Video (ECRI) | KARL STORZ Endoscopy US (ECRI) | STAP2111LMC | MDGP21ELMAC-KS1 | Canvys Div Richardson Electron | GM0314H180248 | Active | NDH
ND00227 | Display Monitor | Monitors, Video (ECRI) | Foreseeson Custom Displays Inc | FM-B2702DG | LCD Color Display | Foreseeson Custom Displays Inc | D27422440017 | Active | NDH
ND00228 | Display Monitor | Monitors, Video (ECRI) | Foreseeson Custom Displays Inc | FM-B2702DG | LCD Color Display | Foreseeson Custom Displays Inc | D27422380034 | Active | NDH
ND00229 | Light, Surgical | Lights, Surgical (ECRI) | MAQUET Medical Systems (ECRI) | 568330933 | POWERLED 300 | MAQUET Medical Systems (ECRI) | AR060336 | Active | NDH
ND00230 | Light, Surgical | Lights, Surgical (ECRI) | MAQUET Medical Systems (ECRI) | 568370939 | POWERLED 700 SF HD R | MAQUET Medical Systems (ECRI) | AR06185 | Active | NDH
ND00231 | Tourniquet, Pneumatic | Tourniquets, Pneumatic (ECRI) | Zimmer Biomet (ECRI) | A.T.S. 4000TS | A.T.S. 4000TS | Zimmer Biomet (ECRI) | 402104230004 | Active | NDH
ND00232 | Waste-Disposal Unit | Waste-Disposal Units, Liquid (ECRI) | Stryker Instruments (ECRI) | 0703-001-000 | Neptune 3 Rover | Stryker Instruments (ECRI) | 1805214373 | Active | NDH
ND00234 | Electrosurgical Unit | Electrosurgical Units, Monopolar/Bipolar (ECRI) | Covidien Inc (ECRI) | FT10 | Valleylab FT10 | Covidien Inc (ECRI) | T5I01052DX | Active | NDH
ND00235 | Monitor Display | Monitors, Video (ECRI) | KARL STORZ Endoscopy US (ECRI) | STAP2111LMC | MDGP21ELMAC-KS1 | KARL STORZ Endoscopy US (ECRI) | GM0314H180154 | Active | NDH
ND00236 | Regulator, Suction | Regulators, Suction (ECRI) | Ohio Medical Corp (ECRI) | 1247 | 1247 | Ohio Medical Corp (ECRI) | BDKR00710 | Active | NDH
ND00237 | Thermoflator | Insufflators, Laparoscopic (ECRI) | KARL STORZ Endoscopy US (ECRI) | 26432020 | thermoflator | KARL STORZ Endoscopy US (ECRI) | SU19740 | Active | NDH
ND00238 | Light Sources, LED | Light Sources (ECRI) | KARL STORZ Endoscopy US (ECRI) | TL400 | power LED rubina | KARL STORZ Endoscopy US (ECRI) | YN07505 | Active | NDH
ND00239 | Image Processor, Endoscopy | Video Image Processors, Endoscopy (ECRI) | KARL STORZ Endoscopy US (ECRI) | TC201US | Image1 S Connect II | KARL STORZ Endoscopy US (ECRI) | PM877869-P | Active | NDH
ND00240 | Cameras, Video, Endoscope | Cameras, Video, Endoscope (ECRI) | KARL STORZ Endoscopy US (ECRI) | TC304US | Image1 S 4U-Link | KARL STORZ Endoscopy US (ECRI) | RM877974-P | Active | NDH
ND00241 | Image Processor, Endoscopy | Video Image Processors, Endoscopy (ECRI) | KARL STORZ Endoscopy US (ECRI) | TC300 | Image1 H3-Link | KARL STORZ Endoscopy US (ECRI) | UU734842-P | Active | NDH
ND00242 | Table, Operating/Surgical | Tables, Operating/Surgical (ECRI) | STERIS Corp (ECRI) | 3085SP | AMSCO 3085SP | STERIS Corp (ECRI) | B420708042 | Active | NDH
ND00243 | Display Monitor | Monitors, Video (ECRI) | Foreseeson Custom Displays Inc | FM-B2702DG | LCD Color Display | Foreseeson Custom Displays Inc | D27422440005 | Active | NDH
ND00244 | Light, Surgical | Lights, Surgical (ECRI) | MAQUET Medical Systems (ECRI) | 568370939 | POWERLED 700 SF HD R | MAQUET Medical Systems (ECRI) | AR 060168 | Active | NDH
ND00245 | Warming Units, Blanket | Warming Units, Blanket (ECRI) | STERIS Corp (ECRI) | DJ05012433212 | DJ05012433212 | STERIS Corp (ECRI) | 0427215017 | Active | NDH
ND00246 | Flow Control Valve | Aspirators (ECRI) | Arthrocare Corp (ECRI) | 10101 | Coblator II | Arthrocare Corp (ECRI) | FFL3639 | Active | NDH
ND00247 | Harmonic Scalpel Generator | Electrosurgical Units, Bipolar (ECRI) | Ethicon Endo-Surgery Inc(ECRI) | GEN11 | GEN11 | Ethicon Endo-Surgery Inc(ECRI) | 1111134720 | Active | NDH
ND00248 | Footswitch | Footswitches (ECRI) | Medtronic Xomed Inc (ECRI) | 18-95400 | XPS | Medtronic Xomed Inc (ECRI) | 7126 | Active | NDH
ND00249 | Power Systems, Uninterruptible | Power Systems, Uninterruptible (ECRI) | Medtronic Xomed Inc (ECRI) | 18-97102 | XPS 3000 | Medtronic Xomed Inc (ECRI) | 114163 | Active | NDH
ND00250 | Footswitch | Footswitches (ECRI) | Medtronic Xomed Inc (ECRI) | 1898430 | 1898430 | Medtronic Xomed Inc (ECRI) | FS-10629 | Active | NDH
ND00251 | Footswitch | Footswitches (ECRI) | Arthrocare Corp (ECRI) | 10863 | 10863 | Arthrocare Corp (ECRI) | Not Available | Active | NDH
ND00252 | Tissue Ablation | Electrosurgical Units, Bipolar (ECRI) | Arthrocare Corp (ECRI) | RF8000E | Coblator II | Arthrocare Corp (ECRI) | FFK1257 | Active | NDH
ND00253 | Power Systems, Uninterruptible | Power Systems, Uninterruptible (ECRI) | Medtronic Xomed Inc (ECRI) | 1898001 | IPC | Medtronic Xomed Inc (ECRI) | ENTC81927 | Active | NDH
ND00254 | Hand/Remote Control | Hand/Remote Control (ECRI) | Mizuho OSI (ECRI) | 6807-1 | 6807-1 | Mizuho OSI (ECRI) | Not Available | Active | NDH
ND00255 | Table, Operating, Spinal | Tables, Operating, Spinal (ECRI) | Mizuho OSI (ECRI) | 5803 | 5803 | Mizuho OSI (ECRI) | 5537 | Active | NDH
ND00256 | Hand/Remote Control | Hand/Remote Control (ECRI) | Mizuho OSI (ECRI) | 6807-1 | 6807-1 | Mizuho OSI (ECRI) | SII138380 | Active | NDH
ND00257 | Table, Operating, Spinal | Tables, Operating, Spinal (ECRI) | Mizuho OSI (ECRI) | 5803 | 5803 | Mizuho OSI (ECRI) | 9144 | Active | NDH
ND00258 | Footswitch | Footswitches (ECRI) | Misonix Inc (ECRI) | SP-986-3 | BCM-FS | Misonix Inc (ECRI) | 0175-15 | Active | NDH
ND00259 | Bonescalpel Generator | Bone Cutting/Extraction, Ultrasonic (ECRI) | Misonix Inc (ECRI) | BCM-GN | Bonescalpel | Misonix Inc (ECRI) | BC-1176-2016 | Active | NDH
ND00260 | Scanning System, Ultrasound | Scanning Systems, Ultrasound (ECRI) | Terason-Teratech Corp (ECRI) | uSmart3300 | uSmart3300 | Terason-Teratech Corp (ECRI) | T187011200616 | Active | NDH
ND00261 | Warming Unit, Blood/Solution | Warming Units, Blood/Solution (ECRI) | 3M Health Care (ECRI) | 245 | Ranger | 3M Health Care (ECRI) | 104677 | Active | NDH
ND00263 | Monitor, Display | Monitors, Video (ECRI) | Sony Electronics (ECRI) | FW-55BZ40H | FW-55BZ40H | Sony Electronics (ECRI) | 451805 | Active | NDH
ND00264 | Footswitch | Footswitches (ECRI) | Arthrex Inc (ECRI) | AR-6483 | DualWave Foot Pedal | Arthrex Inc (ECRI) | Not Available | Active | NDH
ND00265 | Footswitch | Footswitches (ECRI) | Arthrex Inc (ECRI) | AR-8310 | Adapteur Power Sys 2 | Arthrex Inc (ECRI) | L1511160 | Active | NDH
ND00266 | Regulator, Suction | Regulators, Suction (ECRI) | Ohio Medical Corp (ECRI) | 1247 | 1247 | Ohio Medical Corp (ECRI) | BDKU00834 | Active | NDH
ND00267 | Thermoflator | Insufflators, Laparoscopic (ECRI) | KARL STORZ Endoscopy US (ECRI) | 26432020 | thermoflator | KARL STORZ Endoscopy US (ECRI) | SU19727 | Active | NDH
ND00268 | Regulator, Suction | Regulators, Suction (ECRI) | Ohio Medical Corp (ECRI) | 1247 | 1247 | Ohio Medical Corp (ECRI) | BDKU00835 | Active | NDH
ND00269 | Shaver Console | Arthroscopic Shaver Systems (ECRI) | Arthrex Inc (ECRI) | AR-8305 | Synergy Resection | Arthrex Inc (ECRI) | EAM150063 | Active | NDH
ND00270 | Footswitch | Footswitches (ECRI) | Arthrex Inc (ECRI) | AR-9800-F | AR-9800-F | Arthrex Inc (ECRI) | 12004458 | Active | NDH
ND00271 | RF Generator Console | Radiofrequency Generators (ECRI) | Arthrex Inc (ECRI) | AR-9800 | Synergy RF | Arthrex Inc (ECRI) | CM9737L19 | Active | NDH
ND00272 | Arthroscopic Pump | Irrigation/Distention Systems, Arthroscopic (ECRI) | Arthrex Inc (ECRI) | AR-6480 | DualWave | Arthrex Inc (ECRI) | N14358K18 | Active | NDH
ND00273 | Uninterruptible Power Supply | Power Systems, Uninterruptible (ECRI) | AMETEK Powervar (ECRI) | 58100-28R | 58100-28R | AMETEK Powervar (ECRI) | 5810028R-2220190 | Active | NDH
ND00274 | Monitor, Patient | Monitors, Patient (ECRI) | GE Healthcare (ECRI) | G1500213 | G1500213 | GE Healthcare (ECRI) | 091138355 | Active | NDH
ND00275 | da Vinci Xi Surgeon Console | Telemanipulation Systems, Surgical, Minimally Invasive (ECRI) | Intuitive Surgical Inc (ECRI) | SS4000 | SS4000 | Intuitive Surgical Inc (ECRI) | +M044380677060M | Active | NDH
ND00276 | da Vinci Xi Patient Cart | Carts, Surgical Case (ECRI) | Intuitive Surgical Inc (ECRI) | PS4000 | PS4000 | Intuitive Surgical Inc (ECRI) | Not Available | Active | NDH
ND00277 | Harmonic Scalpel Generator | Electrosurgical Units, Bipolar (ECRI) | Ethicon Endo-Surgery Inc(ECRI) | GEN11 | GEN11 | Ethicon Endo-Surgery Inc(ECRI) | 1112047056 | Active | NDH
ND00278 | Printer | Printers, Video (ECRI) | Sony Electronics (ECRI) | UP-DR80MD | UP-DR80MD | Sony Electronics (ECRI) | 703780 | Active | NDH
ND00279 | da Vinci Xi Vision Cart | Carts, Surgical Instrument (ECRI) | Intuitive Surgical Inc (ECRI) | VS4000 | VS4000 | Intuitive Surgical Inc (ECRI) | +M044381121190B | Active | NDH
ND00281 | Waste-Disposal Unit | Waste-Disposal Units, Liquid (ECRI) | Stryker Instruments (ECRI) | 0703-001-000 | Neptune 3 Rover | Stryker Instruments (ECRI) | 1803900313 | Active | NDH
ND00282 | Imaging Managment System | Information Systems, Picture Archiving/Communication, Endoscopy (ECRI) | KARL STORZ Endoscopy US (ECRI) | WD300 | AIDA | KARL STORZ Endoscopy US (ECRI) | ZN34859 | Active | NDH
ND00283 | Video System | Video Systems, Operating Room (ECRI) | KARL STORZ Endoscopy US (ECRI) | OR1.avm | WO 301 | KARL STORZ Endoscopy US (ECRI) | 23-384322 | Active | NDH
ND00284 | Footswitch | Footswitches (ECRI) | Valleylab Div Tyco Healthcare | LS0300 | LigaSure LS0300 | Valleylab Div Tyco Healthcare | Not Available | Active | NDH
ND00285 | Bipolar Footswitch | Footswitches (ECRI) | Covidien Inc (ECRI) | E6009 | Valleylab Footswitch | Covidien Inc (ECRI) | Not Available | Active | NDH
ND00286 | Monopolar Footswitch | Footswitches (ECRI) | Covidien Inc (ECRI) | E6008 | Valleylab Footswitch | Covidien Inc (ECRI) | Not Available | Active | NDH
ND00287 | Intermittent Compression Unit | Compression Units (ECRI) | Covidien Inc (ECRI) | 29525 | Kendall SCD 700 | Covidien Inc (ECRI) | V1526826SX | Active | NDH
ND00288 | Uninterruptible Power Supply | Power Systems, Uninterruptible (ECRI) | AMETEK Powervar (ECRI) | 58100-28R | 58100-28R | AMETEK Powervar (ECRI) | 5810028R-2230079 | Active | NDH
ND00289 | Anesthesia Unit Vaporizer | Anesthesia Unit Vaporizers (ECRI) | GE Datex-Ohmeda Inc (ECRI) | TEC 6 PLUS | TEC 6 PLUS | GE Datex-Ohmeda Inc (ECRI) | AETQ36008 | Active | NDH
ND00290 | Module, Recorder | Modules, Temperature (ECRI) | Philips Healthcare (ECRI) | M1116B | M1116B | Philips Healthcare (ECRI) | 4227A62026 | Active | NDH
ND00291 | Module, Multiparameter | Modules, Multiparameter (ECRI) | Philips Healthcare (ECRI) | 867036 | IntelliVue MMX | Philips Healthcare (ECRI) | DE785D3832 | Active | NDH
ND00293 | Anesthesia Unit | Anesthesia Units (ECRI) | GE Datex-Ohmeda Inc (ECRI) | 1009-9212-000 | Aespire View | GE Datex-Ohmeda Inc (ECRI) | APHR01630 | Active | NDH
ND00294 | Light, Surgical | Lights, Surgical (ECRI) | MAQUET Medical Systems (ECRI) | 568330933 | POWERLED 300 | MAQUET Medical Systems (ECRI) | AR 060326 | Active | NDH
ND00295 | Light, Surgical | Lights, Surgical (ECRI) | MAQUET Medical Systems (ECRI) | 568370939 | POWERLED 700 SF HD R | MAQUET Medical Systems (ECRI) | AR 060126 | Active | NDH
ND00296 | Display Monitor | Monitors, Video (ECRI) | Foreseeson Custom Displays Inc | FM-B2702DG | LCD Color Display | Foreseeson Custom Displays Inc | D27422440022 | Active | NDH
ND00297 | Infusion Pump | Infusion Pumps (ECRI) | Baxter Healthcare Corp (ECRI) | 3570009 | Spectrum IQ | Baxter Healthcare Corp (ECRI) | 3645950 | Active | NDH
ND00298 | Infusion Pump, Syringe | Infusion Pumps, Syringe (ECRI) | Smiths Medical (ECRI) | Medfusion 3500 | Medfusion 3500 | Smiths Medical (ECRI) | M-0338 | Active | NDH
ND00299 | Imaging Managment System | Information Systems, Picture Archiving/Communication, Endoscopy (ECRI) | KARL STORZ Endoscopy US (ECRI) | WD300 | AIDA | KARL STORZ Endoscopy US (ECRI) | WN33994 | Active | NDH
ND00300 | Uninterruptible Power Supply | Power Systems, Uninterruptible (ECRI) | AMETEK Powervar (ECRI) | 58100-28R | 58100-28R | AMETEK Powervar (ECRI) | 5810028R-2310032 | Active | NDH
ND00301 | Autotransfusion Unit | Autotransfusion Units (ECRI) | Haemonetics Corp (ECRI) | CSE-EA-1000 | CELL SAVER ELITE+ | Haemonetics Corp (ECRI) | 17-1307 | Active | NDH
ND00303 | Infusion Pump, Syringe | Infusion Pumps, Syringe (ECRI) | Smiths Medical (ECRI) | Medfusion 3500 | Medfusion 3500 | Smiths Medical (ECRI) | M79943 | Active | NDH
ND00304 | Warming Unit, Patient | Warming Units, Patient, Forced-Air (ECRI) | 3M Health Care (ECRI) | 750 | Bair Hugger 750 | Arizant Healthcare (ECRI) | 16099 | Active | NDH
ND00305 | Table, Operating/Surgical | Tables, Operating/Surgical (ECRI) | STERIS Corp (ECRI) | 3085SP | AMSCO 3085SP | STERIS Corp (ECRI) | B409408075 | Active | NDH
ND00306 | Hand/Remote Control | Hand/Remote Control (ECRI) | STERIS Corp (ECRI) | 3080 RL/SP | 3080 RL/SP | STERIS Corp (ECRI) | 7035119344 | Active | NDH
ND00307 | Waste-Disposal Unit | Waste-Disposal Units, Liquid (ECRI) | Stryker Instruments (ECRI) | 0703-001-000 | Neptune 3 Rover | Stryker Instruments (ECRI) | 1803935683 | Active | NDH
ND00308 | Warming Units, Blanket | Warming Units, Blanket (ECRI) | STERIS Corp (ECRI) | DJ05012433212 | DJ05012433212 | STERIS Corp (ECRI) | 0427915033 | Active | NDH
ND00309 | Warming Unit, Patient | Warming Units, Patient, Forced-Air (ECRI) | 3M Health Care (ECRI) | 775 | Bair Hugger 775 | 3M Health Care (ECRI) | 81890 | Active | NDH
ND00310 | Table, Operating/Surgical | Tables, Operating/Surgical (ECRI) | STERIS Corp (ECRI) | 5085 | 5085 | STERIS Corp (ECRI) | 0431916012 | Active | NDH
ND00311 | Intermittent Compression Unit | Compression Units (ECRI) | Covidien Inc (ECRI) | 29525 | Kendall SCD 700 | Covidien Inc (ECRI) | V1213834SX | Active | NDH
ND00312 | Waste-Disposal Unit | Waste-Disposal Units, Liquid (ECRI) | Stryker Instruments (ECRI) | 0703-001-000 | Neptune 3 Rover | Stryker Instruments (ECRI) | 1804303563 | Active | NDH
ND00313 | Thermoflator | Insufflators, Laparoscopic (ECRI) | KARL STORZ Endoscopy US (ECRI) | 26432020 | thermoflator | KARL STORZ Endoscopy US (ECRI) | HB08584-B | Active | NDH
ND00314 | Display Monitor | Monitors, Video (ECRI) | Foreseeson Custom Displays Inc | FM-B2702DG | LCD Color Display | Foreseeson Custom Displays Inc | D27422380026 | Active | NDH
ND00315 | Light, Surgical | Lights, Surgical (ECRI) | MAQUET Medical Systems (ECRI) | 568330933 | POWERLED 300 | MAQUET Medical Systems (ECRI) | AR 060455 | Active | NDH
ND00316 | Light, Surgical | Lights, Surgical (ECRI) | MAQUET Medical Systems (ECRI) | 568370939 | POWERLED 700 SF HD R | MAQUET Medical Systems (ECRI) | AR 060167 | Active | NDH
ND00317 | Monitor, Display | Monitors, Video (ECRI) | KARL STORZ Endoscopy US (ECRI) | FM-82702DG | FSN Display | KARL STORZ Endoscopy US (ECRI) | D27422440035 | Active | NDH
ND00318 | Image Processor, Endoscopy | Video Image Processors, Endoscopy (ECRI) | KARL STORZ Endoscopy US (ECRI) | TC201US | Image1 S Connect II | KARL STORZ Endoscopy US (ECRI) | PM877862-P | Active | NDH
ND00319 | Cameras, Video, Endoscope | Cameras, Video, Endoscope (ECRI) | KARL STORZ Endoscopy US (ECRI) | TC304US | Image1 S 4U-Link | KARL STORZ Endoscopy US (ECRI) | RM877972-P | Active | NDH
ND00320 | Image Processor, Endoscopy | Video Image Processors, Endoscopy (ECRI) | KARL STORZ Endoscopy US (ECRI) | TC300 | Image1 H3-Link | KARL STORZ Endoscopy US (ECRI) | UU734860-P | Active | NDH
ND00321 | Light Sources, LED | Light Sources (ECRI) | KARL STORZ Endoscopy US (ECRI) | TL400 | power LED rubina | KARL STORZ Endoscopy US (ECRI) | YN07502 | Active | NDH
ND00322 | Warming Units, Blanket | Warming Units, Blanket (ECRI) | STERIS Corp (ECRI) | DJ05012433212 | DJ05012433212 | STERIS Corp (ECRI) | 0427815033 | Active | NDH
ND00323 | Surgical Smoke Evacuator | Smoke Evacuation Systems, Surgical (ECRI) | CONMED Corp (ECRI) | VC120 | VisiClear | CONMED Corp (ECRI) | 20230703010 | Active | NDH
ND00324 | Electrosurgical Unit | Electrosurgical Units, Monopolar/Bipolar (ECRI) | Covidien Inc (ECRI) | FT10 | Valleylab FT10 | Covidien Inc (ECRI) | T2J57460DX | Active | NDH
ND00325 | Light Sources, LED | Light Sources (ECRI) | KARL STORZ Endoscopy US (ECRI) | TL400 | power LED rubina | KARL STORZ Endoscopy US (ECRI) | YN07374 | Active | NDH
ND00326 | Image Processor, Endoscopy | Video Image Processors, Endoscopy (ECRI) | KARL STORZ Endoscopy US (ECRI) | TC201US | Image1 S Connect II | KARL STORZ Endoscopy US (ECRI) | PM877868-P | Active | NDH
ND00327 | Cameras, Video, Endoscope | Cameras, Video, Endoscope (ECRI) | KARL STORZ Endoscopy US (ECRI) | TC304US | Image1 S 4U-Link | KARL STORZ Endoscopy US (ECRI) | RM877973-P | Active | NDH
ND00328 | Image Processor, Endoscopy | Video Image Processors, Endoscopy (ECRI) | KARL STORZ Endoscopy US (ECRI) | TC300 | Image1 H3-Link | KARL STORZ Endoscopy US (ECRI) | UU734850-P | Active | NDH
ND00329 | Surgical Smoke Evacuator | Smoke Evacuation Systems, Surgical (ECRI) | CONMED Corp (ECRI) | VC120 | VisiClear | CONMED Corp (ECRI) | 20230703019 | Active | NDH
ND00330 | Electrosurgical Unit | Electrosurgical Units, Monopolar/Bipolar (ECRI) | Covidien Inc (ECRI) | FT10 | Valleylab FT10 | Covidien Inc (ECRI) | T6J08696DX | Active | NDH
ND00332 | Monitor, Patient | Monitors, Patient (ECRI) | GE Healthcare (ECRI) | M1141407 | Not Available | GE Healthcare (ECRI) | KTUNBE103368 | Active | NDH
ND00334 | Infusion Pump | Infusion Pumps (ECRI) | Baxter Healthcare Corp (ECRI) | 3570009 | Spectrum IQ | Baxter Healthcare Corp (ECRI) | 3618232 | Active | NDH
ND00335 | Anesthesia Unit | Anesthesia Units (ECRI) | GE Datex-Ohmeda Inc (ECRI) | 1009-9050-000 | Avance CS2 | GE Datex-Ohmeda Inc (ECRI) | APKA01383 | Active | NDH
ND00338 | Monitor Display | Monitors, Video (ECRI) | KARL STORZ Endoscopy US (ECRI) | STAP2111LMC | MDGP21ELMAC-KS1 | Canvys Div Richardson Electron | GM0314H180311 | Active | NDH
ND00339 | Intermittent Compression Unit | Compression Units (ECRI) | Covidien Inc (ECRI) | 29525 | Kendall SCD 700 | Covidien Inc (ECRI) | V1526973SX | Active | NDH
ND00340 | Regulator, Suction | Regulators, Suction (ECRI) | Ohio Medical Corp (ECRI) | 1251 | 1251 | Ohio Medical Corp (ECRI) | Not Available | Active | NDH
ND00341 | Infusion Pump | Infusion Pumps (ECRI) | Baxter Healthcare Corp (ECRI) | 3570009 | Spectrum IQ | Baxter Healthcare Corp (ECRI) | 3617599 | Active | NDH
ND00343 | Module, Multiparameter | Modules, Multiparameter (ECRI) | Philips Healthcare (ECRI) | 867036 | IntelliVue MMX | Philips Healthcare (ECRI) | DE785D3836 | Active | NDH
ND00344 | Anesthesia Unit Vaporizer | Anesthesia Unit Vaporizers (ECRI) | GE Datex-Ohmeda Inc (ECRI) | TEC 6 PLUS | TEC 6 PLUS | GE Datex-Ohmeda Inc (ECRI) | AESQ46088 | Active | NDH
ND00345 | Module, Recorder | Modules, Temperature (ECRI) | Philips Healthcare (ECRI) | M1116B | M1116B | Philips Healthcare (ECRI) | 4227A62023 | Active | NDH
ND00346 | Anesthesia Unit Vaporizer | Anesthesia Unit Vaporizers (ECRI) | GE Datex-Ohmeda Inc (ECRI) | TEC 7 | TEC 7 | GE Datex-Ohmeda Inc (ECRI) | BEJK03358 | Active | NDH
ND00347 | Monitor, Patient | Monitors, Patient (ECRI) | GE Healthcare (ECRI) | G1500213 | G1500213 | GE Healthcare (ECRI) | 091051124 | Active | NDH
ND00348 | Flowmeter, Medical Air | Flowmeters, Medical Air (ECRI) | Amvex (ECRI) | T15UA | T15UA | Amvex (ECRI) | FMAA08294CO | Active | NDH
ND00349 | Bronchoscope Monitor | Bronchoscopes (ECRI) | Boston Scientific Corp (ECRI) | M00542780 | EXALT Monitor | Boston Scientific Corp (ECRI) | 21305023 | Active | NDH
ND00350 | Warming Unit, Blanket | Warming Units, Blanket (ECRI) | STERIS Corp (ECRI) | DJ0601243313 | DJ0601243313 | STERIS Corp (ECRI) | 0423815017 | Active | NDH
ND00351 | Oximeter, Pulse | Oximeters, Pulse (ECRI) | Masimo Corp (ECRI) | Rad-G | Rad-G | Masimo Corp (ECRI) | 6000127674 | Active | NDH
ND00352 | Oximeter, Pulse | Oximeters, Pulse (ECRI) | Masimo Corp (ECRI) | Rad-G | Rad-G | Masimo Corp (ECRI) | 6000127654 | Active | NDH
ND00353 | Warming Unit, Blood/Solution | Warming Units, Blood/Solution (ECRI) | 3M Health Care (ECRI) | 245 | Ranger | 3M Health Care (ECRI) | 104636 | Active | NDH
ND00354 | Monitor, Patient | Monitors, Patient (ECRI) | Philips Healthcare (ECRI) | MP50 (M8004A) | IntelliVue MP50 | Philips Healthcare (ECRI) | DE82056224 | Active | NDH
ND00355 | Display Monitor | Monitors, Video (ECRI) | Foreseeson Custom Displays Inc | FM-B2702DG | LCD Color Display | Foreseeson Custom Displays Inc | D27422440020 | Active | NDH
ND00356 | Infusion Pump | Infusion Pumps (ECRI) | Baxter Healthcare Corp (ECRI) | 3570009 | Spectrum IQ | Baxter Healthcare Corp (ECRI) | 3638531 | Active | NDH
ND00357 | Infusion Pump, Syringe | Infusion Pumps, Syringe (ECRI) | Smiths Medical (ECRI) | Medfusion 3500 | Medfusion 3500 | Smiths Medical (ECRI) | M-0336 | Active | NDH
ND00358 | Headlights | Headlights (ECRI) | Not Available | Not Available | Not Available | Not Available | Not Available | Active | NDH
ND00359 | Module, Temperature | Modules, Temperature (ECRI) | Philips Healthcare (ECRI) | M1029A | M1029A | Philips Healthcare (ECRI) | 3523A27572 | Active | NDH
ND00360 | Module, Recorder | Modules, Temperature (ECRI) | Philips Healthcare (ECRI) | M1116B | M1116B | Philips Healthcare (ECRI) | 4227A62022 | Active | NDH
ND00361 | Module, Multiparameter | Modules, Multiparameter (ECRI) | Philips Healthcare (ECRI) | 867036 | IntelliVue MMX | Philips Healthcare (ECRI) | DE785D3842 | Active | NDH
ND00363 | Monitor, Patient | Monitors, Patient (ECRI) | GE Healthcare (ECRI) | G1500213 | G1500213 | GE Healthcare (ECRI) | 091138358 | Active | NDH
ND00364 | Anesthesia Unit Vaporizer | Anesthesia Unit Vaporizers (ECRI) | GE Datex-Ohmeda Inc (ECRI) | TEC 7 | TEC 7 | GE Datex-Ohmeda Inc (ECRI) | BEJM01701 | Active | NDH
ND00365 | Anesthesia Unit Vaporizer | Anesthesia Unit Vaporizers (ECRI) | GE Datex-Ohmeda Inc (ECRI) | TEC 6 PLUS | TEC 6 PLUS | GE Datex-Ohmeda Inc (ECRI) | AETM22031 | Active | NDH
ND00367 | Shaver Console | Arthroscopic Shaver Systems (ECRI) | Arthrex Inc (ECRI) | AR-8305 | Synergy Resection | Arthrex Inc (ECRI) | EAM150054 | Active | NDH
ND00368 | RF Generator Console | Radiofrequency Generators (ECRI) | Arthrex Inc (ECRI) | AR-9800 | Synergy RF | Arthrex Inc (ECRI) | CM9741L19 | Active | NDH
ND00369 | Arthroscopic Pump | Irrigation/Distention Systems, Arthroscopic (ECRI) | Arthrex Inc (ECRI) | AR-6480 | DualWave | Arthrex Inc (ECRI) | N16234L19 | Active | NDH
ND00370 | Control Pannel | Light Sources (ECRI) | Not Available | Not Available | Not Available | Not Available | Not Available | Active | NDH
ND00371 | Uninterruptible Power Supply | Power Systems, Uninterruptible (ECRI) | AMETEK Powervar (ECRI) | 58100-28R | 58100-28R | AMETEK Powervar (ECRI) | 5810028R-2230080 | Active | NDH
ND00372 | Electrosurgical Unit | Electrosurgical Units, Monopolar/Bipolar (ECRI) | Covidien Inc (ECRI) | FT10 | Valleylab FT10 | Covidien Inc (ECRI) | T6J08715DX | Active | NDH
ND00373 | Instrument Driver | Handpieces, Surgical (ECRI) | Stryker Instruments (ECRI) | 5400-050-000 | CORE Console | Stryker Instruments (ECRI) | 1003200623 | Active | NDH
ND00374 | Thermoflator | Insufflators, Laparoscopic (ECRI) | KARL STORZ Endoscopy US (ECRI) | 26432020 | thermoflator | KARL STORZ Endoscopy US (ECRI) | RU19648 | Active | NDH
ND00375 | Waste-Disposal Unit | Waste-Disposal Units, Liquid (ECRI) | Stryker Instruments (ECRI) | 0703-001-000 | Neptune 3 Rover | Stryker Instruments (ECRI) | 1804406393 | Active | NDH
ND00376 | Docking Station-Waste Disposal | Waste-Disposal Units, Liquid (ECRI) | Stryker Instruments (ECRI) | 0702-001-714 | Neptune Docking | Stryker Instruments (ECRI) | 1725724333 | Active | NDH
ND00377 | Waste-Disposal Unit | Waste-Disposal Units, Liquid (ECRI) | Stryker Instruments (ECRI) | 0703-001-000 | Neptune 3 Rover | Stryker Instruments (ECRI) | 1804303453 | Active | NDH
ND00378 | Docking Station-Waste Disposal | Waste-Disposal Units, Liquid (ECRI) | Stryker Instruments (ECRI) | 0702-001-714 | Neptune Docking | Stryker Instruments (ECRI) | 1725812483 | Active | NDH
ND00379 | Laryngoscope, Rigid, Video | Laryngoscopes, Rigid, Video (ECRI) | Dilon Technologies Inc (ECRI) | 2100 | CoPilot VL+ | Dilon Technologies Inc (ECRI) | LDI01829 | Active | NDH
ND00380 | Laryngoscope, Rigid, Video | Laryngoscopes, Rigid, Video (ECRI) | Verathon Inc (ECRI) | GlideScope GVL | GlideScope GVL | Verathon Inc (ECRI) | PV112596 | Active | NDH
ND00381 | Camera, Photographic | Cameras, Photographic (ECRI) | Stryker Mako (ECRI) | 200294 | Rio | Stryker Mako (ECRI) | CAM 257 | Active | NDH
ND00382 | Robotic-Arm Assisted Surgery | Telemanipulation Systems, Surgical (ECRI) | Stryker Mako (ECRI) | 203999 | Mako | Stryker Mako (ECRI) | ROB257 | Active | NDH
ND00383 | Footswitch | Footswitches (ECRI) | Stryker Communications (ECRI) | 5100-008-000 | TPS Footswitch IPX7 | Stryker Communications (ECRI) | 1707905143 | Active | NDH
ND00384 | Bipolar Resection Footswitch | Footswitches (ECRI) | Covidien Inc (ECRI) | FT6009 | ForceTriad | Covidien Inc (ECRI) | Not Available | Active | NDH
ND00385 | Light, Surgical | Lights, Surgical (ECRI) | Not Available | Not Available | Not Available | Not Available | Not Available | Active | NDH
ND00386 | Monitor, Display | Monitors, Video (ECRI) | Sony Electronics (ECRI) | FW-55BZ40H | FW-55BZ40H | Sony Electronics (ECRI) | 4512514 | Active | NDH
ND00387 | Regulator, Suction | Regulators, Suction (ECRI) | Ohio Medical Corp (ECRI) | 1247 | 1247 | Ohio Medical Corp (ECRI) | BDKY00832 | Active | NDH
ND00388 | Bipolar Footswitch | Footswitches (ECRI) | Covidien Inc (ECRI) | E6019 | Valleylab Footswitch | Covidien Inc (ECRI) | Not Available | Active | NDH
ND00389 | Monopolar Footswitch | Footswitches (ECRI) | Covidien Inc (ECRI) | E6008 | Valleylab Footswitch | Covidien Inc (ECRI) | Not Available | Active | NDH
ND00390 | Infusion Pump | Infusion Pumps (ECRI) | Baxter Healthcare Corp (ECRI) | 3570009 | Spectrum IQ | Baxter Healthcare Corp (ECRI) | 3617717 | Active | NDH
ND00391 | Surgical Smoke Evacuator | Smoke Evacuation Systems, Surgical (ECRI) | CONMED Corp (ECRI) | VC120 | VisiClear | CONMED Corp (ECRI) | 20230703025 | Active | NDH
ND00392 | Display Monitor | Monitors, Video (ECRI) | Foreseeson Custom Displays Inc | FM-B2702DG | LCD Color Display | Foreseeson Custom Displays Inc | D27422440034 | Active | NDH
ND00393 | Light, Surgical | Lights, Surgical (ECRI) | MAQUET Medical Systems (ECRI) | 568370939 | POWERLED 700 SF HD R | MAQUET Medical Systems (ECRI) | AR 060169 | Active | NDH
ND00394 | Light, Surgical | Lights, Surgical (ECRI) | MAQUET Medical Systems (ECRI) | 568330933 | POWERLED 300 | MAQUET Medical Systems (ECRI) | AR 060192 | Active | NDH
ND00395 | Display Monitor | Monitors, Video (ECRI) | Foreseeson Custom Displays Inc | FM-B2702DG | LCD Color Display | Foreseeson Custom Displays Inc | D27422440002 | Active | NDH
ND00396 | Video System | Video Systems, Operating Room (ECRI) | KARL STORZ Endoscopy US (ECRI) | OR1.avm | WO 301 | KARL STORZ Endoscopy US (ECRI) | NOT AVAILABLE | Active | NDH
ND00397 | Video System | Video Systems, Operating Room (ECRI) | KARL STORZ Endoscopy US (ECRI) | OR1.avm | WO 301 | KARL STORZ Endoscopy US (ECRI) | 23-384328 | Active | NDH
ND00398 | Printer | Printers, Video (ECRI) | Sony Electronics (ECRI) | UP-DR80MD | UP-DR80MD | Sony Electronics (ECRI) | 703783 | Active | NDH
ND00399 | Monitor Display | Monitors, Video (ECRI) | KARL STORZ Endoscopy US (ECRI) | STAP2111LMC | MDGP21ELMAC-KS1 | KARL STORZ Endoscopy US (ECRI) | GM0314H180048 | Active | NDH
ND00400 | Image Processor, Endoscopy | Video Image Processors, Endoscopy (ECRI) | KARL STORZ Endoscopy US (ECRI) | TC300 | Image1 H3-Link | KARL STORZ Endoscopy US (ECRI) | UU734857-P | Active | NDH
ND00401 | Light Sources, LED | Light Sources (ECRI) | KARL STORZ Endoscopy US (ECRI) | TL400 | power LED rubina | KARL STORZ Endoscopy US (ECRI) | YN07373 | Active | NDH
ND00402 | Footswitch | Footswitches (ECRI) | Arthrocare Corp (ECRI) | 10863 | 10863 | Arthrocare Corp (ECRI) | Not Available | Active | NDH
ND00403 | Footswitch | Footswitches (ECRI) | Arthrocare Corp (ECRI) | 10863 | 10863 | Arthrocare Corp (ECRI) | Not Available | Active | NDH
ND00404 | Headlight | Headlights (ECRI) | Integra LifeSciences (ECRI) | 90500 | 90500 | Integra LifeSciences Corp | LED106324 | Active | NDH
ND00405 | Battery Chargers (ECRI) | Battery Chargers (ECRI) | Surgical Device Inc. | Not Available | Not Available | Surgical Device Inc. | Not Available | Active | NDH
ND00406 | Battery Chargers (ECRI) | Battery Chargers (ECRI) | Surgical Device Inc. | Not Available | Not Available | Surgical Device Inc. | 122495 | Active | NDH
ND00407 | Battery Chargers (ECRI) | Battery Chargers (ECRI) | Integra LifeSciences (ECRI) | Not Available | Not Available | Integra LifeSciences Corp | Not Available | Active | NDH
ND00408 | Air Blower | Patient Transfer Aids (ECRI) | Medline Industries Inc (ECRI) | MSC60090 | Comfort Glide | Medline Industries Inc (ECRI) | C890028680 | Active | NDH
ND00409 | Tourniquet, Pneumatic | Tourniquets, Pneumatic (ECRI) | Zimmer Biomet (ECRI) | A.T.S. 4000TS | A.T.S. 4000TS | Zimmer Biomet (ECRI) | 402105110011 | Active | NDH
ND00410 | Autoclave #G | Sterilizing Units, Steam (ECRI) | STERIS Corp (ECRI) | AMSCO 400 Series | AMSCO 400 Series | STERIS Corp (ECRI) | 033551518 | Active | NDH
ND00411 | Headlight | Headlights (ECRI) | JEDMED Instrument Co (ECRI) | HeadLamp | HeadLamp | JEDMED Instrument Co (ECRI) | Not Available | Active | NDH
ND00412 | Headlight | Headlights (ECRI) | JEDMED Instrument Co (ECRI) | HeadLamp | HeadLamp | JEDMED Instrument Co (ECRI) | Not Available | Active | NDH
ND00413 | Foot Switch | Footswitches (ECRI) | GE OEC Medical Sys Inc (ECRI) | IP68 | E83123 | GE OEC Medical Sys Inc (ECRI) | Not Available | Active | NDH
ND00414 | Footswitch | Footswitches (ECRI) | Arthrex Inc (ECRI) | AR-6483 | DualWave Foot Pedal | Arthrex Inc (ECRI) | L2001001 | Active | NDH
ND00415 | Footswitch | Footswitches (ECRI) | Arthrex Inc (ECRI) | AR-9800-F | AR-9800-F | Arthrex Inc (ECRI) | L1911322 | Active | NDH
ND00416 | Footswitch | Footswitches (ECRI) | Arthrex Inc (ECRI) | AR-8310 | Adapteur Power Sys 2 | Arthrex Inc (ECRI) | L1511120 | Active | NDH
ND00417 | Not Available | Not Available | Not Available | Not Available | Not Available | Not Available | Not Available | Active | NDH
ND00418 | Uninterruptible Power Supply | Power Systems, Uninterruptible (ECRI) | AMETEK Powervar (ECRI) | 58100-28R | 58100-28R | AMETEK Powervar (ECRI) | Not Available | Active | NDH
ND00419 | Light Sources (ECRI) | Light Sources (ECRI) | Not Available | Not Available | Not Available | Not Available | Not Available | Active | NDH
ND00421 | Monopolar Footswitch | Footswitches (ECRI) | Covidien Inc (ECRI) | E6008 | Valleylab Footswitch | Covidien Inc (ECRI) | Not Available | Active | NDH
ND00423 | Intermittent Compression Unit | Compression Units (ECRI) | Covidien Inc (ECRI) | 29525 | Kendall SCD 700 | Covidien Inc (ECRI) | V1211127SX | Active | NDH
ND00424 | Tourniquet, Pneumatic | Tourniquets, Pneumatic (ECRI) | Zimmer Biomet (ECRI) | A.T.S. 4000TS | A.T.S. 4000TS | Zimmer Biomet (ECRI) | 401806070008 | Active | NDH
ND00425 | Footswitch | Footswitches (ECRI) | Arthrex Inc (ECRI) | AR-8310 | Adapteur Power Sys 2 | Arthrex Inc (ECRI) | L1511103 | Active | NDH
ND00426 | Shaver Console | Arthroscopic Shaver Systems (ECRI) | Arthrex Inc (ECRI) | AR-8305 | Synergy Resection | Arthrex Inc (ECRI) | EAM150052 | Active | NDH
ND00427 | RF Generator Console | Radiofrequency Generators (ECRI) | Arthrex Inc (ECRI) | AR-9800 | Synergy RF | Arthrex Inc (ECRI) | CM9678L19 | Active | NDH
ND00428 | Anesthesia Unit | Anesthesia Units (ECRI) | GE Datex-Ohmeda Inc (ECRI) | 1009-9050-000 | Avance CS2 | GE Datex-Ohmeda Inc (ECRI) | APKX00127 | Active | NDH
ND00429 | Video System | Video Systems, Operating Room (ECRI) | KARL STORZ Endoscopy US (ECRI) | OR1.avm | WO 301 | KARL STORZ Endoscopy US (ECRI) | Not Available | Active | NDH
ND00430 | Arthroscopic Pump | Irrigation/Distention Systems, Arthroscopic (ECRI) | Arthrex Inc (ECRI) | AR-6480 | DualWave | Arthrex Inc (ECRI) | N16230L19 | Active | NDH
ND00432 | Radiographic Unit, Specimen | Radiographic Units, Specimen (ECRI) | Hologic Inc (ECRI) | TRI-00002 | Trident HD | Hologic Inc (ECRI) | TRI2100299 | Active | NDH
ND00433 | Monitor, Display | Monitors, Video (ECRI) | Sony Electronics (ECRI) | FW-55BZ40H | FW-55BZ40H | Sony Electronics (ECRI) | 4511279 | Active | NDH
ND00434 | Monopolar Footswitch | Footswitches (ECRI) | Covidien Inc (ECRI) | E6008 | Valleylab Footswitch | Valley Lab Inc | CAN12122 | Active | NDH
ND00435 | Module, Temperature | Modules, Temperature (ECRI) | Philips Healthcare (ECRI) | M1029A | M1029A | Philips Healthcare (ECRI) | 2523A26903 | Active | NDH
ND00436 | Hand Control | Hand/Remote Control (ECRI) | STERIS Corp (ECRI) | BF319 | Cmax/4085/5085 | STERIS Corp (ECRI) | 12112064 | Active | NDH
ND00437 | Image Processor, Endoscopy | Video Image Processors, Endoscopy (ECRI) | KARL STORZ Endoscopy US (ECRI) | TC201US | Image1 S Connect II | KARL STORZ Endoscopy US (ECRI) | PM877851-P | Active | NDH
ND00438 | Vision/Cataract System | Phacoemulsification Units, Cataract Extraction (ECRI) | Alcon Laboratories Inc (ECRI) | Centurion | Centurion | Alcon Laboratories Inc (ECRI) | 2101897601X | Active | NDH
ND00440 | Cameras, Video, Endoscope | Cameras, Video, Endoscope (ECRI) | KARL STORZ Endoscopy US (ECRI) | TC304US | Image1 S 4U-Link | KARL STORZ Endoscopy US (ECRI) | RM877978-P | Active | NDH
ND00441 | Printer | Printers, Video (ECRI) | Sony Electronics (ECRI) | UP-DR80MD | UP-DR80MD | Sony Electronics (ECRI) | 703744 | Active | NDH
ND00442 | Suction Unit | Suction Units (ECRI) | SSCOR Inc (ECRI) | 2314B | 2314B | SSCOR Inc (ECRI) | N10391 | Active | NDH
ND00443 | Microscope, Operating/Surgical | Microscopes, Operating/Surgical (ECRI) | Carl Zeiss Meditec AG (ECRI) | 6634 | OPMI Lumera 700 | Carl Zeiss Meditec AG (ECRI) | 6634142107 | Active | NDH
ND00444 | Regulator, Suction | Regulators, Suction (ECRI) | Ohio Medical Corp (ECRI) | 1251 | 1251 | Ohio Medical Corp (ECRI) | JGGU22915 | Active | NDH
ND00445 | Flowmeter, Oxygen | Flowmeters, Oxygen (ECRI) | Amvex (ECRI) | T15UO | T15UO | Amvex (ECRI) | FMA008167G0 | Active | NDH
ND00446 | Microscope, Operating/Surgical | Microscopes, Operating/Surgical (ECRI) | Carl Zeiss Meditec AG (ECRI) | P30200002 (S7) | S7 | Carl Zeiss Meditec AG (ECRI) | 6628504356 | Active | NDH
ND00447 | Defibrillator | Defibrillators (ECRI) | Physio-Control Inc (ECRI) | LIFEPAK 20e | LIFEPAK 20e | Physio-Control Inc (ECRI) | 44079490 | Active | NDH
ND00448 | Ultra-Low Freezer | Freezers (ECRI) | Thermo Fisher Scientific(ECRI) | CARC0386A | CARC0386A | Thermo Fisher Scientific(ECRI) | 300498275 | Active | NDH
ND00449 | Camera, Photographic | Cameras, Photographic (ECRI) | Stryker Mako (ECRI) | 201251 | Rio | Stryker Mako (ECRI) | GUD 257 | Active | NDH
ND00450 | Regulator, Suction | Regulators, Suction (ECRI) | Ohio Medical Corp (ECRI) | 1251 | 1251 | Ohio Medical Corp (ECRI) | JGGU22913 | Active | NDH
ND00451 | Module, Multiparameter | Modules, Multiparameter (ECRI) | Philips Healthcare (ECRI) | 867036 | IntelliVue MMX | Philips Healthcare (ECRI) | DE785D3853 | Active | NDH
ND00452 | Flowmeter, Medical Air | Flowmeters, Medical Air (ECRI) | Amvex (ECRI) | T15UA | T15UA | Amvex (ECRI) | FMAA08302C0 | Active | NDH
ND00453 | Regulator, Suction | Regulators, Suction (ECRI) | Ohio Medical Corp (ECRI) | 1251 | 1251 | Ohio Medical Corp (ECRI) | JGGU22573 | Active | NDH
ND00454 | Monitor, Patient | Monitors, Patient (ECRI) | Philips Healthcare (ECRI) | MP30 (M8002A) | IntelliVue MP30 | Philips Healthcare (ECRI) | DE50408651 | Active | NDH
ND00455 | Module, Multiparameter | Modules, Multiparameter (ECRI) | Philips Healthcare (ECRI) | 867036 | IntelliVue MMX | Philips Healthcare (ECRI) | DE785D3873 | Active | NDH
ND00456 | Infrared Thermometer | Thermometers, Electronic, Infrared (ECRI) | HamiltonBuhl (ECRI) | ET03 | ET03 | HamiltonBuhl (ECRI) | Not Available | Active | NDH
ND00457 | Warming Unit, Patient | Warming Units, Patient, Forced-Air (ECRI) | 3M Health Care (ECRI) | 875 | Bair Paws 875 | Arizant Healthcare (ECRI) | 01790 | Active | NDH
ND00458 | Warming Unit, Patient | Warming Units, Patient, Forced-Air (ECRI) | 3M Health Care (ECRI) | 875 | Bair Paws 875 | Arizant Healthcare (ECRI) | 02192 | Active | NDH
ND00460 | Probe, Ultrasound | Probes, Ultrasound (ECRI) | FUJIFILM SonoSite Inc (ECRI) | HLF38xi | HFL38xi | FUJIFILM SonoSite Inc (ECRI) | 04NWN9 | Active | NDH
ND00461 | Monitor, Patient | Monitors, Patient (ECRI) | Philips Healthcare (ECRI) | MX450 (866062) | IntelliVue MX450 | Philips Healthcare (ECRI) | DE35137172 | Active | NDH
ND00462 | Regulator, Suction | Regulators, Suction (ECRI) | Ohio Medical Corp (ECRI) | 1251 | 1251 | Ohio Medical Corp (ECRI) | JGGU22580 | Active | NDH
ND00463 | Flowmeter, Oxygen | Flowmeters, Oxygen (ECRI) | Amvex (ECRI) | T15UO | T15UO | Amvex (ECRI) | FMA008145G0 | Active | NDH
ND00464 | Flowmeter, Oxygen | Flowmeters, Oxygen (ECRI) | Amvex (ECRI) | T15UO | T15UO | Amvex (ECRI) | FMAO08144G0 | Active | NDH
ND00465 | Flowmeter, Medical Air | Flowmeters, Medical Air (ECRI) | Amvex (ECRI) | T15UA | T15UA | Amvex (ECRI) | FMAA08267C0 | Active | NDH
ND00468 | PRINTER | Printers (ECRI) | Sony Electronics (ECRI) | UPP-110 | UPP-110 | Sony Electronics (ECRI) | 7126339 | Active | NDH
ND00469 | Warming Unit, Patient | Warming Units, Patient, Forced-Air (ECRI) | 3M Health Care (ECRI) | 875 | Bair Paws 875 | Arizant Healthcare (ECRI) | 03323 | Active | NDH
ND00470 | Infrared Thermometer | Thermometers (ECRI) | Not Available | ET03 | ET03 | Not Available | Not Available | Active | NDH
ND00471 | Flowmeter, Medical Air | Flowmeters, Medical Air (ECRI) | Amvex (ECRI) | T15UA | T15UA | Amvex (ECRI) | FMAA08280CO | Active | NDH
ND00472 | Flowmeter, Medical Air | Flowmeters, Medical Air (ECRI) | Amvex (ECRI) | T15UA | T15UA | Amvex (ECRI) | Not Available | Active | NDH
ND00473 | Regulator, Suction | Regulators, Suction (ECRI) | Ohio Medical Corp (ECRI) | 1251 | 1251 | Ohio Medical Corp (ECRI) | JGGU22569 | Active | NDH
ND00474 | Monitor, Patient | Monitors, Patient (ECRI) | Philips Healthcare (ECRI) | MX450 (866062) | IntelliVue MX450 | Philips Healthcare (ECRI) | DE35137177 | Active | NDH
ND00475 | Module, Multiparameter | Modules, Multiparameter (ECRI) | Philips Healthcare (ECRI) | 867036 | IntelliVue MMX | Philips Healthcare (ECRI) | DE785D3858 | Active | NDH
ND00476 | Thermometers, Electronic | Thermometers, Electronic, Infrared (ECRI) | Not Available | Not Available | Not Available | Not Available | Not Available | Active | NDH
ND00477 | Flowmeter, Medical Air | Flowmeters, Medical Air (ECRI) | Amvex (ECRI) | T15UA | T15UA | Amvex (ECRI) | FMAA08275CO | Active | NDH
ND00478 | Flowmeter, Medical Air | Flowmeters, Medical Air (ECRI) | Amvex (ECRI) | T15UA | T15UA | Amvex (ECRI) | FMAO08166GO | Active | NDH
ND00479 | Regulator, Suction | Regulators, Suction (ECRI) | Ohio Medical Corp (ECRI) | 1251 | 1251 | Ohio Medical Corp (ECRI) | JGGU22570 | Active | NDH
ND00480 | Monitor, Patient | Monitors, Patient (ECRI) | Philips Healthcare (ECRI) | MP30 (M8002A) | IntelliVue MP30 | Philips Healthcare (ECRI) | DE72852556 | Active | NDH
ND00481 | Module, Multiparameter | Modules, Multiparameter (ECRI) | Philips Healthcare (ECRI) | 867036 | IntelliVue MMX | Philips Healthcare (ECRI) | DE785D3909 | Active | NDH
ND00482 | Monitor, Display | Monitors, Video (ECRI) | Hewlett-Packard Co (ECRI) | E23 G4 FHD | E23 G4 FHD | Hewlett-Packard Co (ECRI) | CN431316V8 | Active | NDH
ND00484 | Warming Unit, Blanket | Warming Units, Blanket (ECRI) | STERIS Corp (ECRI) | DJ0601243313 | DJ0601243313 | STERIS Corp (ECRI) | 0423815018 | Active | NDH
ND00485 | Defibrillator | Defibrillators (ECRI) | Physio-Control Inc (ECRI) | LIFEPAK 20e | LIFEPAK 20e | Physio-Control Inc (ECRI) | 44077998 | Active | NDH
ND00486 | Suction Unit | Suction Units (ECRI) | SSCOR Inc (ECRI) | 2314B | 2314B | SSCOR Inc (ECRI) | N10401 | Active | NDH
ND00487 | Monitor, Central Station | Monitors, Central Station (ECRI) | Philips Healthcare (ECRI) | M3150B | M3150B | Philips Healthcare (ECRI) | MXL3092PHN | Active | NDH
ND00488 | Patient Info Center iX | Monitors, Central Station (ECRI) | Philips Healthcare (ECRI) | 866424 | PIC iX | Philips Healthcare (ECRI) | US433I0107 | Active | NDH
ND00489 | Uninterruptible Power Supply | Power Systems, Uninterruptible (ECRI) | APC by Schneider (ECRI) | SCL500RM1UC | Smart-UPS 500 | APC by Schneider (ECRI) | SSS2240T76461 | Active | NDH
ND00490 | Monitor, Patient | Monitors, Patient (ECRI) | Philips Healthcare (ECRI) | MP30 (M8002A) | IntelliVue MP30 | Philips Healthcare (ECRI) | DE50408575 | Active | NDH
ND00491 | Monitor, Patient | Monitors, Patient Transport (ECRI) | Philips Healthcare (ECRI) | MX100 (867030) | IntelliVue X3 | Philips Healthcare (ECRI) | DE7840AJ6H | Active | NDH
ND00492 | Flowmeter, Medical Air | Flowmeters, Medical Air (ECRI) | Amvex (ECRI) | T15UA | T15UA | Amvex (ECRI) | FMAO08165GC | Active | NDH
ND00493 | Warming Unit, Patient | Warming Units, Patient, Forced-Air (ECRI) | 3M Health Care (ECRI) | 875 | Bair Paws 875 | Arizant Healthcare (ECRI) | 03369 | Active | NDH
ND00494 | Warming Unit, Patient | Warming Units, Patient, Forced-Air (ECRI) | 3M Health Care (ECRI) | 875 | Bair Paws 875 | Arizant Healthcare (ECRI) | 02664 | Active | NDH
ND00495 | Module, Multiparameter | Modules, Multiparameter (ECRI) | Philips Healthcare (ECRI) | 867036 | IntelliVue MMX | Philips Healthcare (ECRI) | DE785D3895 | Active | NDH
ND00496 | Monitor, Patient | Monitors, Patient (ECRI) | Philips Healthcare (ECRI) | MP30 (M8002A) | IntelliVue MP30 | Philips Healthcare (ECRI) | DE72852554 | Active | NDH
ND00497 | Regulator, Suction | Regulators, Suction (ECRI) | Ohio Medical Corp (ECRI) | 1251 | 1251 | Ohio Medical Corp (ECRI) | JGGU22587 | Active | NDH
ND00498 | Flowmeter, Oxygen | Flowmeters, Oxygen (ECRI) | Amvex (ECRI) | T15UO | T15UO | Amvex (ECRI) | FMAO08159GO | Active | NDH
ND00499 | Flowmeter, Medical Air | Flowmeters, Medical Air (ECRI) | Amvex (ECRI) | T15UA | T15UA | Amvex (ECRI) | FMAA08336CO | Active | NDH
ND00500 | Infrared Thermometer | Thermometers, Electronic, Infrared (ECRI) | HamiltonBuhl (ECRI) | ET03 | ET03 | HamiltonBuhl (ECRI) | Not Available | Active | NDH
ND00501 | Module, Multiparameter | Modules, Multiparameter (ECRI) | Philips Healthcare (ECRI) | 867036 | IntelliVue MMX | Philips Healthcare (ECRI) | DE785D3847 | Active | NDH
ND00502 | Monitor, Patient | Monitors, Patient (ECRI) | Philips Healthcare (ECRI) | MP30 (M8002A) | IntelliVue MP30 | Philips Healthcare (ECRI) | DE50408647 | Active | NDH
ND00503 | Regulator, Suction | Regulators, Suction (ECRI) | Ohio Medical Corp (ECRI) | 1251 | 1251 | Ohio Medical Corp (ECRI) | JGGU22577 | Active | NDH
ND00504 | Flowmeter, Oxygen | Flowmeters, Oxygen (ECRI) | Amvex (ECRI) | T15UO | T15UO | Amvex (ECRI) | FMAO08315GO | Active | NDH
ND00505 | Flowmeter, Medical Air | Flowmeters, Medical Air (ECRI) | Amvex (ECRI) | T15UA | T15UA | Amvex (ECRI) | FMAA08324CO | Active | NDH
ND00506 | Module, Multiparameter | Modules, Multiparameter (ECRI) | Philips Healthcare (ECRI) | 867036 | IntelliVue MMX | Philips Healthcare (ECRI) | DE785D3897 | Active | NDH
ND00507 | Monitor, Patient | Monitors, Patient (ECRI) | Philips Healthcare (ECRI) | MP30 (M8002A) | IntelliVue MP30 | Philips Healthcare (ECRI) | DE72852534 | Active | NDH
ND00508 | Regulator, Suction | Regulators, Suction (ECRI) | Ohio Medical Corp (ECRI) | 1251 | 1251 | Ohio Medical Corp (ECRI) | JGGU22568 | Active | NDH
ND00509 | Flowmeter, Oxygen | Flowmeters, Oxygen (ECRI) | Amvex (ECRI) | T15UO | T15UO | Amvex (ECRI) | FMAO08164GO | Active | NDH
ND00510 | Flowmeter, Medical Air | Flowmeters, Medical Air (ECRI) | Amvex (ECRI) | T15UA | T15UA | Amvex (ECRI) | FMAA08334CO | Active | NDH
ND00511 | Infrared Thermometer | Thermometers, Electronic, Infrared (ECRI) | HamiltonBuhl (ECRI) | ET03 | ET03 | HamiltonBuhl (ECRI) | Not Available | Active | NDH
ND00512 | Module, Multiparameter | Modules, Multiparameter (ECRI) | Philips Healthcare (ECRI) | 867036 | IntelliVue MMX | Philips Healthcare (ECRI) | DE785D3854 | Active | NDH
ND00513 | Monitor, Patient | Monitors, Patient (ECRI) | Philips Healthcare (ECRI) | MX450 (866062) | IntelliVue MX450 | Philips Healthcare (ECRI) | DE35137175 | Active | NDH
ND00514 | Regulator, Suction | Regulators, Suction (ECRI) | Ohio Medical Corp (ECRI) | 1251 | 1251 | Ohio Medical Corp (ECRI) | JGGU22566 | Active | NDH
ND00515 | Flowmeter, Medical Air | Flowmeters, Medical Air (ECRI) | Amvex (ECRI) | T15UA | T15UA | Amvex (ECRI) | FMAO08161GO | Active | NDH
ND00516 | Flowmeter, Medical Air | Flowmeters, Medical Air (ECRI) | Amvex (ECRI) | T15UA | T15UA | Amvex (ECRI) | FMAA08307CO | Active | NDH
ND00517 | Infrared Thermometer | Thermometers, Electronic, Infrared (ECRI) | HamiltonBuhl (ECRI) | ET03 | ET03 | HamiltonBuhl (ECRI) | Not Available | Active | NDH
ND00518 | Module, Multiparameter | Modules, Multiparameter (ECRI) | Philips Healthcare (ECRI) | 867036 | IntelliVue MMX | Philips Healthcare (ECRI) | DE785D3862 | Active | NDH
ND00519 | Monitor, Patient | Monitors, Patient (ECRI) | Philips Healthcare (ECRI) | MX450 (866062) | IntelliVue MX450 | Philips Healthcare (ECRI) | DE35137173 | Active | NDH
ND00520 | Flowmeter, Medical Air | Flowmeters, Medical Air (ECRI) | Amvex (ECRI) | T15UA | T15UA | Amvex (ECRI) | FMAO08162GO | Active | NDH
ND00521 | Warming Unit, Patient | Warming Units, Patient, Forced-Air (ECRI) | 3M Health Care (ECRI) | 875 | Bair Paws 875 | 3M Health Care (ECRI) | 02839 | Active | NDH
ND00522 | Warming Unit, Patient | Warming Units, Patient, Forced-Air (ECRI) | 3M Health Care (ECRI) | 875 | Bair Paws 875 | Arizant Healthcare (ECRI) | 02009 | Active | NDH
ND00525 | Regulator, Suction | Regulators, Suction (ECRI) | Ohio Medical Corp (ECRI) | 1251 | 1251 | Ohio Medical Corp (ECRI) | JGGU22914 | Active | NDH
ND00527 | Regulator, Suction | Regulators, Suction (ECRI) | Ohio Medical Corp (ECRI) | 1251 | 1251 | Ohio Medical Corp (ECRI) | JGGU22585 | Active | NDH
ND00529 | Module, Multiparameter | Modules, Multiparameter (ECRI) | Philips Healthcare (ECRI) | 867036 | IntelliVue MMX | Philips Healthcare (ECRI) | DE785D3910 | Active | NDH
ND00531 | Module, Multiparameter | Modules, Multiparameter (ECRI) | Philips Healthcare (ECRI) | 867036 | IntelliVue MMX | Philips Healthcare (ECRI) | DE785D3843 | Active | NDH
ND00533 | Monitor, Patient | Monitors, Patient (ECRI) | Philips Healthcare (ECRI) | MP30 (M8002A) | IntelliVue MP30 | Philips Healthcare (ECRI) | DE72852551 | Active | NDH
ND00534 | Flowmeter, Medical Air | Flowmeters, Medical Air (ECRI) | Amvex (ECRI) | T15UA | T15UA | Amvex (ECRI) | FMAO08316GO | Active | NDH
ND00535 | Flowmeter, Medical Air | Flowmeters, Medical Air (ECRI) | Amvex (ECRI) | T15UA | T15UA | Amvex (ECRI) | FMAA08271CO | Active | NDH
ND00536 | Infrared Thermometer | Thermometers, Electronic, Infrared (ECRI) | HamiltonBuhl (ECRI) | ET03 | ET03 | HamiltonBuhl (ECRI) | Not Available | Active | NDH
ND00537 | Infrared Thermometer | Thermometers, Electronic, Infrared (ECRI) | HamiltonBuhl (ECRI) | ET03 | ET03 | HamiltonBuhl (ECRI) | Not Available | Active | NDH
ND00538 | Monitor, Patient | Monitors, Patient (ECRI) | Philips Healthcare (ECRI) | MP30 (M8002A) | IntelliVue MP30 | Philips Healthcare (ECRI) | DE72852542 | Active | NDH
ND00539 | Regulator, Suction | Regulators, Suction (ECRI) | Ohio Medical Corp (ECRI) | 1251 | 1251 | Ohio Medical Corp (ECRI) | JGGU22567 | Active | NDH
ND00540 | Flowmeter, Medical Air | Flowmeters, Medical Air (ECRI) | Amvex (ECRI) | T15UA | T15UA | Amvex (ECRI) | FMAA05566CP | Active | NDH
ND00541 | Module, Multiparameter | Modules, Multiparameter (ECRI) | Philips Healthcare (ECRI) | 867036 | IntelliVue MMX | Philips Healthcare (ECRI) | DE785D3912 | Active | NDH
ND00542 | Infrared Thermometer | Thermometers, Electronic, Infrared (ECRI) | HamiltonBuhl (ECRI) | ET03 | ET03 | HamiltonBuhl (ECRI) | Not Available | Active | NDH
ND00543 | Flowmeter, Oxygen | Flowmeters, Oxygen (ECRI) | Precision Medical Inc (ECRI) | 8MFA | 8MFA | Precision Medical Inc (ECRI) | Not Available | Active | NDH
ND00544 | Monitor, Patient | Monitors, Patient (ECRI) | Philips Healthcare (ECRI) | MX450 (866062) | IntelliVue MX450 | Philips Healthcare (ECRI) | DE35137176 | Active | NDH
ND00545 | Flowmeter, Oxygen | Flowmeters, Oxygen (ECRI) | Precision Medical Inc (ECRI) | 8MFA | 8MFA | Precision Medical Inc (ECRI) | Not Available | Active | NDH
ND00546 | Flowmeter, Medical Air | Flowmeters, Medical Air (ECRI) | Amvex (ECRI) | T15UA | T15UA | Amvex (ECRI) | FMAA08321C0 | Active | NDH
ND00547 | Patient Info Center iX | Monitors, Central Station (ECRI) | Philips Healthcare (ECRI) | 866424 | PIC iX | Philips Healthcare (ECRI) | MXL3092PJB | Active | NDH
ND00548 | Monitor, Display | Monitors, Video (ECRI) | Diva Laboratories (ECRI) | RGD2461AMI | RGD2461AMI | Diva Laboratories (ECRI) | D0122510G2498 | Active | NDH
ND00549 | Module, Multiparameter | Modules, Multiparameter (ECRI) | Philips Healthcare (ECRI) | 867036 | IntelliVue MMX | Philips Healthcare (ECRI) | DE785D3902 | Active | NDH
ND00550 | Monitor, Patient | Monitors, Patient (ECRI) | Philips Healthcare (ECRI) | MP30 (M8002A) | IntelliVue MP30 | Philips Healthcare (ECRI) | DE50408630 | Active | NDH
ND00551 | Infrared Thermometer | Thermometers, Electronic, Infrared (ECRI) | HamiltonBuhl (ECRI) | ET03 | ET03 | HamiltonBuhl (ECRI) | Not Available | Active | NDH
ND00552 | Regulator, Suction | Regulators, Suction (ECRI) | Ohio Medical Corp (ECRI) | 1251 | 1251 | Ohio Medical Corp (ECRI) | JGGU22578 | Active | NDH
ND00553 | Flowmeter, Oxygen | Flowmeters, Oxygen (ECRI) | Amvex (ECRI) | T15UO | T15UO | Amvex (ECRI) | FMAA08274CO | Active | NDH
ND00554 | Flowmeter, Oxygen | Flowmeters, Oxygen (ECRI) | Amvex (ECRI) | T15UO | T15UO | Amvex (ECRI) | FMAO08158GO | Active | NDH
ND00555 | Infrared Thermometer | Thermometers, Electronic, Infrared (ECRI) | HamiltonBuhl (ECRI) | ET03 | ET03 | HamiltonBuhl (ECRI) | Not Available | Active | NDH
ND00556 | Module, Multiparameter | Modules, Multiparameter (ECRI) | Philips Healthcare (ECRI) | 867036 | IntelliVue MMX | Philips Healthcare (ECRI) | DE785D3877 | Active | NDH
ND00557 | Monitor, Patient | Monitors, Patient (ECRI) | Philips Healthcare (ECRI) | MX450 (866062) | IntelliVue MX450 | Philips Healthcare (ECRI) | DE35137164 | Active | NDH
ND00558 | Flowmeter, Oxygen | Flowmeters, Oxygen (ECRI) | Amvex (ECRI) | T15UO | T15UO | Amvex (ECRI) | FMAO08163GO | Active | NDH
ND00559 | Flowmeter, Oxygen | Flowmeters, Oxygen (ECRI) | Amvex (ECRI) | T15UO | T15UO | Amvex (ECRI) | FMAA08301CO | Active | NDH
ND00560 | Regulator, Suction | Regulators, Suction (ECRI) | Ohio Medical Corp (ECRI) | 1251 | 1251 | Ohio Medical Corp (ECRI) | JGGU22912 | Active | NDH
ND00561 | Regulator, Suction | Regulators, Suction (ECRI) | GE Datex-Ohmeda Inc (ECRI) | 1251 | 1251 | GE Datex-Ohmeda Inc (ECRI) | GFFJ14187 | Active | NDH
ND00562 | Regulator, Suction | Regulators, Suction (ECRI) | GE Datex-Ohmeda Inc (ECRI) | 1251 | 1251 | GE Datex-Ohmeda Inc (ECRI) | GFFG16522 | Active | NDH
ND00563 | Warming Unit, Patient | Warming Units, Patient, Forced-Air (ECRI) | 3M Health Care (ECRI) | 750 | Bair Hugger 750 | Arizant Healthcare (ECRI) | 16996 | Active | NDH
ND00564 | Flowmeter, Oxygen | Flowmeters, Oxygen (ECRI) | Precision Medical Inc (ECRI) | 2MFA1001 | 2MFA1001 | Precision Medical Inc (ECRI) | Not Available | Active | NDH
ND00565 | Regulator, Suction | Regulators, Suction (ECRI) | Ohio Medical Corp (ECRI) | 1251 | 1251 | Ohio Medical Corp (ECRI) | JGGU22571 | Active | NDH
ND00566 | Flowmeter, Oxygen | Flowmeters, Oxygen (ECRI) | Amvex (ECRI) | T15UO | T15UO | Amvex (ECRI) | FMAA08308CO | Active | NDH
ND00567 | Intermittent Compression Unit | Compression Units (ECRI) | Covidien Inc (ECRI) | 29525 | Kendall SCD 700 | Covidien Inc (ECRI) | V1526940SX | Active | NDH
ND00568 | Intermittent Compression Unit | Compression Units (ECRI) | Covidien Inc (ECRI) | 29525 | Kendall SCD 700 | Covidien Inc (ECRI) | V1211109SX | Active | NDH
ND00569 | Module, Multiparameter | Modules, Multiparameter (ECRI) | Philips Healthcare (ECRI) | 867036 | IntelliVue MMX | Philips Healthcare (ECRI) | DE785D3857 | Active | NDH
ND00570 | Warming Unit, Patient | Warming Units, Patient, Forced-Air (ECRI) | 3M Health Care (ECRI) | 750 | Bair Hugger 750 | Arizant Healthcare (ECRI) | 16997 | Active | NDH
ND00571 | Monitor, Patient | Monitors, Patient (ECRI) | Philips Healthcare (ECRI) | MX450 (866062) | IntelliVue MX450 | Philips Healthcare (ECRI) | DE35137178 | Active | NDH
ND00572 | Regulator, Suction | Regulators, Suction (ECRI) | Ohio Medical Corp (ECRI) | 1251 | 1251 | Ohio Medical Corp (ECRI) | JGGU22579 | Active | NDH
ND00573 | Flowmeter, Oxygen | Flowmeters, Oxygen (ECRI) | Amvex (ECRI) | T15UO | T15UO | Amvex (ECRI) | FMAO08317GO | Active | NDH
ND00574 | Flowmeter, Medical Air | Flowmeters, Medical Air (ECRI) | Amvex (ECRI) | T15UA | T15UA | Amvex (ECRI) | FMAA08277CO | Active | NDH
ND00575 | Disinfector, Ultrasound Probe | Disinfectors, Ultrasound Probes (ECRI) | Nanosonics (ECRI) | N05000-1 | trophon2 | Nanosonics (ECRI) | 490586-017 | Active | NDH
ND00576 | Electrocardiograph | Electrocardiographs, Multichannel (ECRI) | GE Healthcare (ECRI) | MAC 5500 HD | MAC 5500 HD | GE Healthcare (ECRI) | SKJ16351422PA | Active | NDH
ND00577 | Air Blower | Patient Transfer Aids (ECRI) | Medline Industries Inc (ECRI) | MSC60090 | Comfort Glide | Medline Industries Inc (ECRI) | C890028806 | Active | NDH
ND00578 | Sphygmomanometer | Sphygmomanometers (ECRI) | Welch Allyn Inc (ECRI) | Tycos | Tycos | Welch Allyn Inc (ECRI) | 051230004914 | Active | NDH
ND00579 | Sphygmomanometer | Sphygmomanometers (ECRI) | Welch Allyn Inc (ECRI) | Tycos | Tycos | Welch Allyn Inc (ECRI) | 051230072913 | Active | NDH
ND00580 | Warming Unit, Blanket | Warming Units, Blanket (ECRI) | STERIS Corp (ECRI) | DJ060124331 | DJ060124331 | STERIS Corp (ECRI) | 0417111023 | Active | NDH
ND00582 | Regulator, Suction | Regulators, Suction (ECRI) | Ohio Medical Corp (ECRI) | 1251 | 1251 | Ohio Medical Corp (ECRI) | JGGU22574 | Active | NDH
ND00583 | Module, Multiparameter | Modules, Multiparameter (ECRI) | Philips Healthcare (ECRI) | 867036 | IntelliVue MMX | Philips Healthcare (ECRI) | DE785D3865 | Active | NDH
ND00584 | Intermittent Compression Unit | Compression Units (ECRI) | Covidien Inc (ECRI) | 29525 | Kendall SCD 700 | Covidien Inc (ECRI) | V1213938SX | Active | NDH
ND00585 | Flowmeter, Medical Air | Flowmeters, Medical Air (ECRI) | Amvex (ECRI) | T15UA | T15UA | Amvex (ECRI) | FMAA08327CO | Active | NDH
ND00586 | Flowmeter, Oxygen | Flowmeters, Oxygen (ECRI) | Amvex (ECRI) | T15UO | T15UO | Amvex (ECRI) | FMAO08157GO | Active | NDH
ND00587 | Flowmeter, Oxygen | Flowmeters, Oxygen (ECRI) | Amvex (ECRI) | T15UO | T15UO | Amvex (ECRI) | FMAO08156GO | Active | NDH
ND00588 | Intermittent Compression Unit | Compression Units (ECRI) | Covidien Inc (ECRI) | 29525 | Kendall SCD 700 | Covidien Inc (ECRI) | V1211130SX | Active | NDH
ND00589 | Monitor, Patient | Monitors, Patient (ECRI) | Philips Healthcare (ECRI) | MX450 (866062) | IntelliVue MX450 | Philips Healthcare (ECRI) | DE35137170 | Active | NDH
ND00590 | Warming Unit, Patient | Warming Units, Patient, Forced-Air (ECRI) | 3M Health Care (ECRI) | 750 | Bair Hugger 750 | Arizant Healthcare (ECRI) | 16098 | Active | NDH
ND00591 | Module, Carbon Dioxide | Modules, Carbon Dioxide (ECRI) | Philips Healthcare (ECRI) | M3015A | Microstream CO2 | Philips Healthcare (ECRI) | DE45595419 | Active | NDH
ND00592 | Regulator, Suction | Regulators, Suction (ECRI) | Ohio Medical Corp (ECRI) | 1251 | 1251 | Ohio Medical Corp (ECRI) | JGGU22572 | Active | NDH
ND00593 | Monitor, Patient | Monitors, Patient (ECRI) | Philips Healthcare (ECRI) | MX450 (866062) | IntelliVue MX450 | Philips Healthcare (ECRI) | DE35137165 | Active | NDH
ND00594 | Module, Carbon Dioxide | Modules, Carbon Dioxide (ECRI) | Philips Healthcare (ECRI) | M3015A | Microstream CO2 | Philips Healthcare (ECRI) | DE45595423 | Active | NDH
ND00595 | Monitor, Patient | Monitors, Patient (ECRI) | Philips Healthcare (ECRI) | MX450 (866062) | IntelliVue MX450 | Philips Healthcare (ECRI) | DE35137167 | Active | NDH
ND00596 | Flowmeter, Oxygen | Flowmeters, Oxygen (ECRI) | Amvex (ECRI) | T15UO | T15UO | Amvex (ECRI) | FMAO08153GO | Active | NDH
ND00597 | Flowmeter, Oxygen | Flowmeters, Oxygen (ECRI) | Amvex (ECRI) | T15UO | T15UO | Amvex (ECRI) | FMAO08152GO | Active | NDH
ND00599 | Flowmeter, Medical Air | Flowmeters, Medical Air (ECRI) | Amvex (ECRI) | T15UA | T15UA | Amvex (ECRI) | FMAA08296CO | Active | NDH
ND00601 | Infusion Pump | Infusion Pumps (ECRI) | Baxter Healthcare Corp (ECRI) | 3570009 | Spectrum IQ | Baxter Healthcare Corp (ECRI) | 3617265 | Active | NDH
ND00602 | Physiomonitoring System | Monitors, Cardiac Catheterization (ECRI) | Philips Healthcare (ECRI) | FC 2010 | Xper Flex Cardio | Philips Healthcare (ECRI) | US1902000442 | Active | NDH
ND00603 | Module, Carbon Dioxide | Modules, Carbon Dioxide (ECRI) | Philips Healthcare (ECRI) | M3015A | Microstream CO2 | Philips Healthcare (ECRI) | DE45595453 | Active | NDH
ND00604 | Module, Carbon Dioxide | Modules, Carbon Dioxide (ECRI) | Philips Healthcare (ECRI) | M3015A | Microstream CO2 | Philips Healthcare (ECRI) | DE45595450 | Active | NDH
ND00605 | Module, Multiparameter | Modules, Multiparameter (ECRI) | Philips Healthcare (ECRI) | 867036 | IntelliVue MMX | Philips Healthcare (ECRI) | DE785D3888 | Active | NDH
ND00606 | Warming Unit, Patient | Warming Units, Patient, Forced-Air (ECRI) | 3M Health Care (ECRI) | 750 | Bair Hugger 750 | Arizant Healthcare (ECRI) | 16096 | Active | NDH
ND00607 | Monitor, Patient | Monitors, Patient (ECRI) | Philips Healthcare (ECRI) | MX450 (866062) | IntelliVue MX450 | Philips Healthcare (ECRI) | DE35137171 | Active | NDH
ND00608 | Regulator, Suction | Regulators, Suction (ECRI) | Ohio Medical Corp (ECRI) | 1251 | 1251 | Ohio Medical Corp (ECRI) | JGGU22575 | Active | NDH
ND00609 | Flowmeter, Oxygen | Flowmeters, Oxygen (ECRI) | Amvex (ECRI) | T15UO | T15UO | Amvex (ECRI) | FMAO08143GO | Active | NDH
ND00610 | Flowmeter, Oxygen | Flowmeters, Oxygen (ECRI) | Amvex (ECRI) | T15UO | T15UO | Amvex (ECRI) | FMAO08142GO | Active | NDH
ND00611 | Flowmeter, Medical Air | Flowmeters, Medical Air (ECRI) | Amvex (ECRI) | T15UA | T15UA | Amvex (ECRI) | FMAA08299CO | Active | NDH
ND00612 | Oximeter, Pulse | Oximeters, Pulse (ECRI) | GE Datex-Ohmeda Inc (ECRI) | 3740 | 3740 | GE Datex-Ohmeda Inc (ECRI) | FPDZ00009 | Active | NDH
ND00613 | Flowmeter, Oxygen | Flowmeters, Oxygen (ECRI) | Amvex (ECRI) | T15UO | T15UO | Amvex (ECRI) | Not Available | Active | NDH
ND00614 | Intermittent Compression Unit | Compression Units (ECRI) | Covidien Inc (ECRI) | 29525 | Kendall SCD 700 | Covidien Inc (ECRI) | V1526975SX | Active | NDH
ND00615 | Flowmeter, Oxygen | Flowmeters, Oxygen (ECRI) | Amvex (ECRI) | T15UO | T15UO | Amvex (ECRI) | Not Available | Active | NDH
ND00616 | Module, Multiparameter | Modules, Multiparameter (ECRI) | Philips Healthcare (ECRI) | 867036 | IntelliVue MMX | Philips Healthcare (ECRI) | DE785D3856 | Active | NDH
ND00617 | Warming Unit, Patient | Warming Units, Patient, Forced-Air (ECRI) | 3M Health Care (ECRI) | 750 | Bair Hugger 750 | Arizant Healthcare (ECRI) | 54669 | Active | NDH
ND00618 | Intermittent Compression Unit | Compression Units (ECRI) | Covidien Inc (ECRI) | 29525 | Kendall SCD 700 | Covidien Inc (ECRI) | V1526900SX | Active | NDH
ND00619 | Infusion Pump | Infusion Pumps (ECRI) | Baxter Healthcare Corp (ECRI) | 3570009 | Spectrum IQ | Baxter Healthcare Corp (ECRI) | 3619265 | Active | NDH
ND00620 | Module, Carbon Dioxide | Modules, Carbon Dioxide (ECRI) | Philips Healthcare (ECRI) | M3015A | Microstream CO2 | Philips Healthcare (ECRI) | DE45595422 | Active | NDH
ND00621 | Module, Multiparameter | Modules, Multiparameter (ECRI) | Philips Healthcare (ECRI) | 867036 | IntelliVue MMX | Philips Healthcare (ECRI) | DE785D3880 | Active | NDH
ND00622 | Flowmeter, Oxygen | Flowmeters, Oxygen (ECRI) | Amvex (ECRI) | T15UO | T15UO | Amvex (ECRI) | FMAO18568LN | Active | NDH
ND00623 | Flowmeter, Oxygen | Flowmeters, Oxygen (ECRI) | Amvex (ECRI) | T15UO | T15UO | Amvex (ECRI) | FMAO18564LN | Active | NDH
ND00624 | Flowmeter, Oxygen | Flowmeters, Oxygen (ECRI) | Amvex (ECRI) | T15UO | T15UO | Amvex (ECRI) | FMAO27075GO | Active | NDH
ND00625 | Regulator, Suction | Regulators, Suction (ECRI) | GE Datex-Ohmeda Inc (ECRI) | 1251 | 1251 | GE Datex-Ohmeda Inc (ECRI) | GFFB20299 | Active | NDH
ND00627 | Monitor, Patient | Monitors, Patient (ECRI) | Philips Healthcare (ECRI) | MX450 (866062) | IntelliVue MX450 | Philips Healthcare (ECRI) | DE35137169 | Active | NDH
ND00628 | Module, Multiparameter | Modules, Multiparameter (ECRI) | Philips Healthcare (ECRI) | 867036 | IntelliVue MMX | Philips Healthcare (ECRI) | DE785D3885 | Active | NDH
ND00629 | Module, Carbon Dioxide | Modules, Carbon Dioxide (ECRI) | Philips Healthcare (ECRI) | M3015A | Microstream CO2 | Philips Healthcare (ECRI) | DE13864282 | Active | NDH
ND00630 | Module, Multiparameter | Modules, Multiparameter (ECRI) | Philips Healthcare (ECRI) | 867036 | IntelliVue MMX | Philips Healthcare (ECRI) | DE785D3831 | Active | NDH
ND00631 | Intermittent Compression Unit | Compression Units (ECRI) | Covidien Inc (ECRI) | 29525 | Kendall SCD 700 | Covidien Inc (ECRI) | V1213766SX | Active | NDH
ND00632 | Monitor, Patient | Monitors, Patient (ECRI) | Philips Healthcare (ECRI) | MX450 (866062) | IntelliVue MX450 | Philips Healthcare (ECRI) | DE35137179 | Active | NDH
ND00633 | Warming Unit, Patient | Warming Units, Patient, Forced-Air (ECRI) | 3M Health Care (ECRI) | 750 | Bair Hugger 750 | Arizant Healthcare (ECRI) | 16100 | Active | NDH
ND00634 | Regulator, Suction | Regulators, Suction (ECRI) | Ohio Medical Corp (ECRI) | 1251 | 1251 | GE Datex-Ohmeda Inc (ECRI) | GFFHZ43106 | Active | NDH
ND00635 | Infusion Pump | Infusion Pumps (ECRI) | Baxter Healthcare Corp (ECRI) | 3570009 | Spectrum IQ | Baxter Healthcare Corp (ECRI) | 3628939 | Active | NDH
ND00636 | Flowmeter, Oxygen | Flowmeters, Oxygen (ECRI) | Amvex (ECRI) | T15UO | T15UO | Amvex (ECRI) | Not Available | Active | NDH
ND00637 | Flowmeter, Oxygen | Flowmeters, Oxygen (ECRI) | Amvex (ECRI) | T15UO | T15UO | Amvex (ECRI) | FMAO08149GO | Active | NDH
ND00638 | Flowmeter, Oxygen | Flowmeters, Oxygen (ECRI) | Amvex (ECRI) | T15UO | T15UO | Amvex (ECRI) | FMAO08148GO | Active | NDH
ND00639 | Flowmeter, Oxygen | Flowmeters, Oxygen (ECRI) | Amvex (ECRI) | T15UO | T15UO | Amvex (ECRI) | FMAO08147GO | Active | NDH
ND00640 | Flowmeter, Oxygen | Flowmeters, Oxygen (ECRI) | Amvex (ECRI) | T15UO | T15UO | Amvex (ECRI) | FMAO08146GO | Active | NDH
ND00643 | Flowmeter, Medical Air | Flowmeters, Medical Air (ECRI) | Amvex (ECRI) | T15UA | T15UA | Amvex (ECRI) | FMAA08295CO | Active | NDH
ND00644 | Regulator, Suction | Regulators, Suction (ECRI) | Ohio Medical Corp (ECRI) | 1251 | 1251 | Ohio Medical Corp (ECRI) | JGGU22576 | Active | NDH
ND00645 | Module, Carbon Dioxide | Modules, Carbon Dioxide (ECRI) | Philips Healthcare (ECRI) | M3015A | Microstream CO2 | Philips Healthcare (ECRI) | DE45582606 | Active | NDH
ND00647 | Intermittent Compression Unit | Compression Units (ECRI) | Covidien Inc (ECRI) | 29525 | Kendall SCD 700 | Covidien Inc (ECRI) | V1219847SX | Active | NDH
ND00649 | Flowmeter, Oxygen | Flowmeters, Oxygen (ECRI) | Amvex (ECRI) | T15UO | T15UO | Amvex (ECRI) | NOT AVAILABLE | Active | NDH
ND00655 | Flowmeter, Oxygen | Flowmeters, Oxygen (ECRI) | Amvex (ECRI) | T15UO | T15UO | Amvex (ECRI) | NOT AVAILABLE | Active | NDH
ND00656 | Flowmeter, Medical Air | Flowmeters, Medical Air (ECRI) | Amvex (ECRI) | T15UA | T15UA | Amvex (ECRI) | NOT AVAILABLE | Active | NDH
ND00657 | Module, Multiparameter | Modules, Multiparameter (ECRI) | Philips Healthcare (ECRI) | 867036 | IntelliVue MMX | Philips Healthcare (ECRI) | DE785D3907 | Active | NDH
ND00658 | Infusion Pump | Infusion Pumps (ECRI) | Baxter Healthcare Corp (ECRI) | 3570009 | Spectrum IQ | Baxter Healthcare Corp (ECRI) | 3600100 | Active | NDH
ND00659 | Monitor, Patient | Monitors, Patient (ECRI) | Philips Healthcare (ECRI) | MX450 (866062) | IntelliVue MX450 | Philips Healthcare (ECRI) | DE35137204 | Active | NDH
ND00660 | Module, Multiparameter | Modules, Multiparameter (ECRI) | Philips Healthcare (ECRI) | 867036 | IntelliVue MMX | Philips Healthcare (ECRI) | DE785D3878 | Active | NDH
ND00661 | Module, Carbon Dioxide | Modules, Carbon Dioxide (ECRI) | Philips Healthcare (ECRI) | M3015A | Microstream CO2 | Philips Healthcare (ECRI) | DE45595452 | Active | NDH
ND00662 | Flowmeter, Oxygen | Flowmeters, Oxygen (ECRI) | Amvex (ECRI) | T15UO | T15UO | Amvex (ECRI) | FMAO08150GO | Active | NDH
ND00663 | Flowmeter, Medical Air | Flowmeters, Medical Air (ECRI) | Precision Medical Inc (ECRI) | 8MFA | 8FMA | Precision Medical Inc (ECRI) | 8B005732 | Active | NDH
ND00664 | Thermometer, Electronic | Thermometers, Electronic, Infrared (ECRI) | Exergen Corp (ECRI) | TAT-5000 | TemporalScanner | Exergen Corp (ECRI) | A253032 | Active | NDH
ND00666 | Exerciser, Upper/Lower Cycler | Exercisers (ECRI) | SCIFIT (ECRI) | PRO1 | PRO1 | SCIFIT (ECRI) | 610-011925 | Active | NDH
ND00668 | Flowmeter, Oxygen | Flowmeters, Oxygen (ECRI) | Precision Medical Inc (ECRI) | Not Available | Not Available | Precision Medical Inc (ECRI) | Not Available | Active | NDH
ND00669 | Flowmeter, Oxygen | Flowmeters, Oxygen (ECRI) | Precision Medical Inc (ECRI) | 8MFA | 8MFA | Precision Medical Inc (ECRI) | Not Available | Active | NDH
ND00670 | Suction Regulator | Regulators, Suction (ECRI) | GE Datex-Ohmeda Inc (ECRI) | Not Available | Not Available | GE Datex-Ohmeda Inc (ECRI) | BDKJ00908 | Active | NDH
ND00671 | Defibrillator | Defibrillators (ECRI) | Medtronic Inc (ECRI) | LIFEPAK 20 | LIFEPAK 20 | Medtronic Inc (ECRI) | 33208147 | Active | NDH
ND00672 | Aspirator, Surgical | Aspirators, Surgical (ECRI) | Allied Healthcare Inc (ECRI) | S130A | Schuco-Vac | SCHUCO INC | SU15I01039 | Active | NDH
ND00673 | Leak/Fluid Detection | Testers, Endoscope (ECRI) | Olympus America Inc (ECRI) | MU-1 | MU-1 | Olympus America Inc (ECRI) | 7956815 | Active | NDH
ND00674 | Disinfector | Disinfectors, Liquid Germicide, Flexible Endoscope (ECRI) | Advanced Sterilization (ECRI) | EVOTECH | EVOTECH | Advanced Sterilization (ECRI) | 5050220028 | Active | NDH
ND00675 | Disinfector | Disinfectors, Liquid Germicide, Flexible Endoscope (ECRI) | Advanced Sterilization (ECRI) | EVOTECH | EVOTECH | Advanced Sterilization (ECRI) | 5041150292 | Active | NDH
ND00676 | Flowmeter, Oxygen | Flowmeters, Oxygen (ECRI) | Precision Medical Inc (ECRI) | 8MFA | 8MFA | Precision Medical Inc (ECRI) | Not Available | Active | NDH
ND00677 | Flowmeter, Oxygen | Flowmeters, Oxygen (ECRI) | Precision Medical Inc (ECRI) | 8MFA | 8MFA | Precision Medical Inc (ECRI) | Not Available | Active | NDH
ND00678 | Scale, Floor | Scales, Floor (ECRI) | Welch Allyn Inc (ECRI) | 5002-XX | Stand-On Scale | Welch Allyn Inc (ECRI) | U1072092006 | Active | NDH
ND00679 | Module, Carbon Dioxide | Modules, Carbon Dioxide (ECRI) | Philips Healthcare (ECRI) | M3015A | Microstream CO2 | Philips Healthcare (ECRI) | DE742D1543 | Active | NDH
ND00681 | Regulator, Suction | Regulators, Suction (ECRI) | Ohio Medical Corp (ECRI) | 1251 | 1251 | Ohio Medical Corp (ECRI) | BDKR00709 | Active | NDH
ND00682 | Regulator, Suction | Regulators, Suction (ECRI) | Ohio Medical Corp (ECRI) | 1251 | 1251 | Ohio Medical Corp (ECRI) | JGGS09637 | Active | NDH
ND00683 | PC Pump Controller | Controllers, Infusion Pump Systems (ECRI) | BD (ECRI) | 8015 | Alaris PC | Alaris Medical Systems | 15111698 | Active | NDH
ND00684 | PCA Infusion Pump | Infusion Pumps, Analgesic, Patient-Controlled (ECRI) | BD (ECRI) | 8120 | Alaris PCA Module | Alaris Medical Systems | 14579133 | Active | NDH
ND00685 | Slit Lamp | Slit Lamps (ECRI) | Carl Zeiss Meditec Inc (ECRI) | SL115 | SL115 | Carl Zeiss Meditec Inc (ECRI) | 984436 | Active | NDH
ND00686 | Aspirator, Surgical | Aspirators, Surgical (ECRI) | Allied Healthcare Inc (ECRI) | S330A | Schuco-Vac | Allied Healthcare Inc (ECRI) | SU20100143 | Active | NDH
ND00687 | Capnograph | Capnographs (ECRI) | Medtronic Inc (ECRI) | Capnostream 20p | Capnostream 20p | Medtronic Inc (ECRI) | PA22172072 | Active | NDH
ND00688 | Monitor, Vital Signs | Monitors, Vital Signs (ECRI) | Welch Allyn Inc (ECRI) | 65NTXX | Connex 6000 Series | Welch Allyn Inc (ECRI) | 103001060413 | Active | NDH
ND00690 | Warming Unit, Blanket | Warming Units, Blanket (ECRI) | Natus Medical Inc (ECRI) | 56948 | Olympic Warmette | Natus Medical Inc (ECRI) | 7891 | Active | NDH
ND00691 | Sphygmomanometer | Sphygmomanometers (ECRI) | Welch Allyn Inc (ECRI) | Tycos | Tycos | Welch Allyn Inc (ECRI) | Not Available | Active | NDH
ND00692 | Aspirator, Surgical | Aspirators, Surgical (ECRI) | Allied Healthcare Inc (ECRI) | S330A | Schuco-Vac | SCHUCO INC | 200901 | Active | NDH
ND00693 | Cast Cutter, Electric | Cast Cutters, Electric (ECRI) | Zimmer Biomet (ECRI) | 8909-01 | Cast Saw | Zimmer Biomet (ECRI) | 6362 | Active | NDH
ND00695 | Flowmeter, Oxygen | Flowmeters, Oxygen (ECRI) | Amvex (ECRI) | T15UO | T15UO | Amvex (ECRI) | NOT AVAILABLE | Active | NDH
ND00696 | Flowmeter, Oxygen | Flowmeters, Oxygen (ECRI) | Amvex (ECRI) | T15UO | T15UO | Amvex (ECRI) | NOT AVAILABLE | Active | NDH
ND00697 | Monitor, Patient | Monitors, Patient (ECRI) | GE Healthcare (ECRI) | G1500213 | G1500213 | GE Healthcare (ECRI) | Not Available | Active | NDH
ND00698 | Monitor, Patient | Monitors, Patient (ECRI) | Philips Healthcare (ECRI) | MX800 (865240) | IntelliVue MX800 | Philips Healthcare (ECRI) | DE50871559 | Active | NDH
ND00699 | Anesthetic Gas Montior | Modules, Anesthetic Gas (ECRI) | Philips Healthcare (ECRI) | G7 (866173) | IntelliVue G7 | Philips Healthcare (ECRI) | DE43804232 | Active | NDH
ND00700 | Anesthesia Unit Vaporizer | Anesthesia Unit Vaporizers (ECRI) | GE Datex-Ohmeda Inc (ECRI) | TEC 6 PLUS | TEC 6 PLUS | GE Datex-Ohmeda Inc (ECRI) | AESR38049 | Active | NDH
ND00701 | Warming Unit, Blood/Solution | Warming Units, Blood/Solution (ECRI) | 3M Health Care (ECRI) | 245 | Ranger | 3M Health Care (ECRI) | 104633 | Active | NDH
ND00702 | Infusion Pump | Infusion Pumps (ECRI) | Baxter Healthcare Corp (ECRI) | 3570009 | Spectrum IQ | Baxter Healthcare Corp (ECRI) | 3620101 | Active | NDH
ND00703 | Infusion Pump, Syringe | Infusion Pumps, Syringe (ECRI) | Smiths Medical (ECRI) | Medfusion 3500 | Medfusion 3500 | Smiths Medical (ECRI) | M-0339 | Active | NDH
ND00704 | Flowmeter, Oxygen | Flowmeters, Oxygen (ECRI) | Precision Medical Inc (ECRI) | 8MFA | 8MFA | Precision Medical Inc (ECRI) | FMAO27064GO | Active | NDH
ND00705 | Regulator, Suction | Regulators, Suction (ECRI) | Ohio Medical Corp (ECRI) | 1251 | 1251 | GE Datex-Ohmeda Inc (ECRI) | Not Available | Active | NDH
ND00706 | Sphygmomanometer | Sphygmomanometers (ECRI) | Welch Allyn Inc (ECRI) | Tycos | Tycos | Welch Allyn Inc (ECRI) | 050909093014 | Active | NDH
ND00707 | Monitor, Patient | Monitors, Patient (ECRI) | Philips Healthcare (ECRI) | MP70 (M8007A) | IntelliVue MP70 | Philips Healthcare (ECRI) | DE73172294 | Active | NDH
ND00708 | Module, Multiparameter | Modules, Multiparameter (ECRI) | Philips Healthcare (ECRI) | 867036 | IntelliVue MMX | Philips Healthcare (ECRI) | DE785D3883 | Active | NDH
ND00709 | Anesthesia Unit Vaporizer | Anesthesia Unit Vaporizers (ECRI) | GE Datex-Ohmeda Inc (ECRI) | TEC 7 | TEC 7 | GE Datex-Ohmeda Inc (ECRI) | BEJK05882 | Active | NDH
ND00710 | Regulator, Suction | Regulators, Suction (ECRI) | Ohio Medical Corp (ECRI) | PISA | PISA | Ohio Medical Corp (ECRI) | JGGW21458 | Active | NDH
ND00711 | Esophageal Manometer | Analyzers, Physiologic, Esophageal (ECRI) | Medtronic Inc (ECRI) | A120 | ManoScan A120 | Given Imaging Inc | 7107 | Active | NDH
ND00712 | OR Light switch | Lights, Examination (ECRI) | Not Available | Not Available | Not Available | Not Available | Not Available | Active | NDH
ND00713 | Imaging ManoScan | ManoScan (ECRI) | Given Imaging Inc | FGS-4374 | FGS-4374 | Given Imaging Inc | MSMIL2074 | Active | NDH
ND00714 | Imaging ManoScan | ManoScan (ECRI) | Given Imaging Inc | 4189 | 4189 | Given Imaging Inc | MSZIL1207 | Active | NDH
ND00715 | Coagulator, Plasma | Electrosurgical Units, Monopolar, Argon-Enhanced Coagulation (ECRI) | Erbe USA Inc (ECRI) | 10134-000 | APC 2 | Erbe USA Inc (ECRI) | 11463336 | Active | NDH
ND00716 | Coagulator, ESU | Electrosurgical Units, Monopolar/Bipolar (ECRI) | Erbe USA Inc (ECRI) | VIO 300 D | VIO 300 D | Erbe USA Inc (ECRI) | 11462406 | Active | NDH
ND00717 | Footswitch | Footswitches (ECRI) | Erbe USA Inc (ECRI) | 20189-305 | 20189-305 | Erbe USA Inc (ECRI) | Not Available | Active | NDH
ND00718 | Coagulator, Plasma | Electrosurgical Units, Monopolar, Argon-Enhanced Coagulation (ECRI) | Erbe USA Inc (ECRI) | 10134-000 | APC 2 | Erbe USA Inc (ECRI) | 11328172 | Active | NDH
ND00719 | Coagulator, ESU | Electrosurgical Units, Monopolar/Bipolar (ECRI) | Erbe USA Inc (ECRI) | VIO 300 D | VIO 300 D | Erbe USA Inc (ECRI) | 11328283 | Active | NDH
ND00720 | Regulator, Suction | Regulators, Suction (ECRI) | GE Datex-Ohmeda Inc (ECRI) | 1251 | 1251 | GE Datex-Ohmeda Inc (ECRI) | GFHZ13101 | Active | NDH
ND00721 | Sphygmomanometer | Sphygmomanometers (ECRI) | Welch Allyn Inc (ECRI) | Tycos | Tycos | Welch Allyn Inc (ECRI) | 170510094505 | Active | NDH
ND00722 | Sphygmomanometer | Sphygmomanometers (ECRI) | Welch Allyn Inc (ECRI) | Tycos | Tycos | Welch Allyn Inc (ECRI) | 19081670165 | Active | NDH
ND00723 | Exerciser, Stair/Stepper | Exercisers, Stair/Stepper (ECRI) | Octane Fitness (ECRI) | Not Available | Not Available | Octane Fitness (ECRI) | D1906MU00030-01 | Active | NDH
ND00724 | Exerciser, Bicycle | Exercisers, Bicycle (ECRI) | Vision Fitness (ECRI) | NOT AVAILABLE | NOT AVAILABLE | Vision Fitness (ECRI) | NOT AVAILABLE | Active | NDH
ND00725 | Exerciser, Treadmills | Exercisers, Treadmills (ECRI) | Life Fitness Inc (ECRI) | NOT AVAILABLE | NOT AVAILABLE | Life Fitness Inc (ECRI) | NOT AVAILABLE | Active | NDH
ND00726 | Exerciser, Treadmill | Exercisers, Treadmills (ECRI) | Life Fitness Inc (ECRI) | 91T | 91T | Life Fitness Inc (ECRI) | ATX101580 | Active | NDH
ND00727 | Light, Surgical | Lights, Surgical (ECRI) | Dr Mach GmbH & Co KG (ECRI) | Mach LED 130F | Mach LED 130F | Dr Mach GmbH & Co KG (ECRI) | 17/31055 | Active | NDH
ND00728 | Table, Imaging, Radiographic | Tables, Imaging, Radiographic/Fluoroscopic (ECRI) | Siemens Healthcare (ECRI) | 10830002 | 10830002 | Siemens Healthcare (ECRI) | 5540 | Active | NDH
ND00729 | Physiomonitoring System | Monitors, Cardiac Catheterization (ECRI) | Philips Healthcare (ECRI) | FC 2010 | Xper Flex Cardio | Philips Healthcare (ECRI) | US1908000559 | Active | NDH
ND00730 | Intra-Aortic Balloon Pump | Circulatory Assist Units, Intra-Aortic Balloon (ECRI) | Getinge USA Inc (ECRI) | 0998-00-0800-53 | CARDIOSAVE hybrid | MAQUET Medical Systems (ECRI) | CH323607G0 | Active | NDH
ND00731 | Sphygmomanometer | Sphygmomanometers (ECRI) | Welch Allyn Inc (ECRI) | Tycos | Tycos | Welch Allyn Inc (ECRI) | 0506727232142 | Active | NDH
ND00732 | Regulator, Suction | Regulators, Suction (ECRI) | Ohio Medical Corp (ECRI) | 1251 | 1251 | Ohio Medical Corp (ECRI) | JGGV14606 | Active | NDH
ND00733 | Flowmeter, Medical Air | Flowmeters, Medical Air (ECRI) | Amvex (ECRI) | T15UA | T15UA | Amvex (ECRI) | FMAA10945KO | Active | NDH
ND00734 | Scanner, Patient Wrist Band | Scanners, Bar-Code (ECRI) | Welch Allyn Inc (ECRI) | 7000-916HS | 7000-916HS | Welch Allyn Inc (ECRI) | Not Available | Active | NDH
ND00735 | Monitor, Vital Signs | Monitors, Vital Signs (ECRI) | Welch Allyn Inc (ECRI) | 65NTXX | Connex 6000 Series | Welch Allyn Inc (ECRI) | 103002330214 | Active | NDH
ND00736 | Thermometer, Electronic | Thermometers, Electronic (ECRI) | Welch Allyn Inc (ECRI) | 690 | SureTemp Plus | Welch Allyn Inc (ECRI) | 20316503 | Active | NDH
ND00737 | Oximeter, Pulse | Oximeters, Pulse (ECRI) | Masimo Corp (ECRI) | Rad-97 | Pulse Co-Oximeter | Masimo Corp (ECRI) | 3000152268 | Active | NDH
ND00738 | GS Integrated Wall System | Ophthalmoscope/Otoscope/Vital Signs Measuring Systems (ECRI) | Welch Allyn Inc (ECRI) | 767 Series | 767 Series | Welch Allyn Inc (ECRI) | Not Available | Active | NDH
ND00739 | Warming Unit, Patient | Warming Units, Patient, Forced-Air (ECRI) | 3M Health Care (ECRI) | 750 | Bair Hugger 750 | Arizant Healthcare (ECRI) | 43760 | Active | NDH
ND00740 | Air Blower | Patient Transfer Aids (ECRI) | Medline Industries Inc (ECRI) | MSC60090 | Comfort Glide | Medline Industries Inc (ECRI) | C890028712 | Active | NDH
ND00741 | Air Blower | Patient Transfer Aids (ECRI) | Medline Industries Inc (ECRI) | MSC60090 | Comfort Glide | Medline Industries Inc (ECRI) | C890028708 | Active | NDH
ND00742 | Module, Carbon Dioxide | Modules, Carbon Dioxide (ECRI) | Philips Healthcare (ECRI) | M3015A | Microstream CO2 | Philips Healthcare (ECRI) | DE45595415 | Active | NDH
ND00743 | Magnetic Detection System | Tissue Characterization Systems, Electromagnetic (ECRI) | Endomagnetics Inc (ECRI) | SMB02 | Sentimag | Endomagnetics Inc (ECRI) | S2020-807 | Active | NDH
ND00744 | Light Source | Light Sources (ECRI) | Stryker Instruments (ECRI) | LLS-050 | LLS-050 | INVUITY | 81144 | Active | NDH
ND00745 | Light Source | Light Sources (ECRI) | Stryker Instruments (ECRI) | LLS-050 | LLS-050 | INVUITY | 81151 | Active | NDH
ND00746 | Light Source | Light Sources (ECRI) | Stryker Instruments (ECRI) | LLS-050 | LLS-050 | INVUITY | 81150 | Active | NDH
ND00747 | Light Source | Light Sources (ECRI) | Stryker Instruments (ECRI) | LLS-050 | LLS-050 | INVUITY | 81152 | Active | NDH
ND00748 | Balance, Electronic, Precision | Balances, Electronic, Precision (ECRI) | Accuris Instruments (ECRI) | W3200-3200 | Precision Balance | Accuris Instruments (ECRI) | 3200502 | Active | NDH
ND00749 | Light, Examination, UV | Lights, Examination, Ultraviolet, Portable/Handheld (ECRI) | Burton Medical LLC (ECRI) | UV503 | UV503 | Burton Medical LLC (ECRI) | SN6799821 | Active | NDH
ND00750 | Detector, Doppler | Detectors, Blood Flow, Ultrasonic (ECRI) | Parks Medical (ECRI) | 915-L | 915-L | Parks Medical (ECRI) | Not Available | Active | NDH
ND00753 | GS Integrated Wall System | Ophthalmoscope/Otoscope/Vital Signs Measuring Systems (ECRI) | Welch Allyn Inc (ECRI) | 767 Series | 767 Series | Welch Allyn Inc (ECRI) | Not Available | Active | NDH
ND00754 | Sphygmomanometer | Sphygmomanometers (ECRI) | Welch Allyn Inc (ECRI) | Tycos | Tycos | Welch Allyn Inc (ECRI) | 060624214452 | Active | NDH
ND00755 | Module, Carbon Dioxide | Modules, Carbon Dioxide (ECRI) | Philips Healthcare (ECRI) | M3015A | Microstream CO2 | Philips Healthcare (ECRI) | DE43533772 | Active | NDH
ND00756 | Module, Multiparameter | Modules, Multiparameter (ECRI) | Philips Healthcare (ECRI) | 867036 | IntelliVue MMX | Philips Healthcare (ECRI) | DE785D3901 | Active | NDH
ND00757 | Sphygmomanometer | Sphygmomanometers (ECRI) | Welch Allyn Inc (ECRI) | Tycos | Tycos | Welch Allyn Inc (ECRI) | Not Available | Active | NDH
ND00758 | Oximeter, Pulse | Oximeters, Pulse (ECRI) | Masimo Corp (ECRI) | Rad-97 | Pulse Co-Oximeter | Masimo Corp (ECRI) | 3000149885 | Active | NDH
ND00765 | Monitor, Vital Signs | Monitors, Vital Signs (ECRI) | Welch Allyn Inc (ECRI) | 65NTXX | Connex 6000 Series | Welch Allyn Inc (ECRI) | 100045333216 | Active | NDH
ND00766 | Scanners, Bar-Code (ECRI) | Scanners, Bar-Code (ECRI) | Not Available | Not Available | Not Available | Not Available | Not Available | Active | NDH
ND00767 | Vascular Doppler | Detectors, Blood Flow, Ultrasonic (ECRI) | Natus Medical Inc (ECRI) | ImexDop CT+ | ImexDop CT+ | Natus Medical Inc (ECRI) | CTVT0612 | Active | NDH
ND00768 | Defibrillator | Defibrillators (ECRI) | Physio-Control Inc (ECRI) | LIFEPAK 20e | LIFEPAK 20e | Physio-Control Inc (ECRI) | 41304639 | Active | NDH
ND00769 | Monitor, Patient | Monitors, Patient Transport (ECRI) | Philips Healthcare (ECRI) | MX100 (867030) | IntelliVue X3 | Philips Healthcare (ECRI) | DE7840AJL1 | Active | NDH
ND00771 | Suction Unit | Suction Units (ECRI) | SSCOR Inc (ECRI) | 2314B | 2314B | SSCOR Inc (ECRI) | N11927 | Active | NDH
ND00772 | Defibrillator | Defibrillators (ECRI) | Physio-Control Inc (ECRI) | LIFEPAK 20e | LIFEPAK 20e | Physio-Control Inc (ECRI) | 46900417 | Active | NDH
ND00774 | Anesthesia Unit | Anesthesia Units (ECRI) | GE Datex-Ohmeda Inc (ECRI) | 1009-9050-000 | Avance CS2 | GE Datex-Ohmeda Inc (ECRI) | APKX00671 | Active | NDH
ND00776 | Monitor, Display | Monitors, Video (ECRI) | KARL STORZ Endoscopy US (ECRI) | SC-WU26-A1511 | NDS Raidance GC 26in | KARL STORZ Endoscopy US (ECRI) | 09-142628 | Active | NDH
ND00777 | Exerciser, Upper/Lower Cycler | Exercisers (ECRI) | SCIFIT (ECRI) | PRO2 | PRO2 | SCIFIT (ECRI) | 660-021983 | Active | NDH
ND00778 | Exerciser, Stair/Stepper | Exercisers, Stair/Stepper (ECRI) | NuStep LLC (ECRI) | TRS 4000 | TRS 4000 | NuStep LLC (ECRI) | 442063 | Active | NDH
ND00779 | Telemetry Unit | Monitors, Telemetric, Electrocardiography (ECRI) | ScottCare Cardio Corp (ECRI) | Innovo | Innovo | ScottCare Cardio Corp (ECRI) | 324086 | Active | NDH
ND00780 | Telemetry Unit | Monitors, Telemetric, Electrocardiography (ECRI) | ScottCare Cardio Corp (ECRI) | Innovo | Innovo | ScottCare Cardio Corp (ECRI) | Not Available | Active | NDH
ND00781 | Computer | Computers (ECRI) | Not Available | Not Available | Not Available | Not Available | Not Available | Active | NDH
ND00782 | Monitor, Display | Monitors, Video (ECRI) | Olympus America Inc (ECRI) | OEV262H | OEV-262H | Olympus America Inc (ECRI) | 7755061 | Active | NDH
ND00783 | Light, Surgical | Lights, Surgical (ECRI) | ALM SURGICAL EQUIPMENT | 567218995 | 567218995 | ALM SURGICAL EQUIPMENT | ON 017913 | Active | NDH
ND00784 | Not Available | Not Available | Not Available | Not Available | Not Available | Not Available | Not Available | Active | NDH
ND00785 | Anesthesia Unit Vaporizer | Anesthesia Unit Vaporizers (ECRI) | GE Datex-Ohmeda Inc (ECRI) | TEC 7 | TEC 7 | GE Datex-Ohmeda Inc (ECRI) | BEJTO8788 | Active | NDH
ND00786 | Module, Multiparameter | Modules, Multiparameter (ECRI) | Philips Healthcare (ECRI) | 867036 | IntelliVue MMX | Philips Healthcare (ECRI) | DE785D3904 | Active | NDH
ND00787 | Module, Carbon Dioxide | Modules, Carbon Dioxide (ECRI) | Philips Healthcare (ECRI) | M3015A | Microstream CO2 | Philips Healthcare (ECRI) | DE45595455 | Active | NDH
ND00788 | Monitor, Patient | Monitors, Patient (ECRI) | GE Healthcare (ECRI) | G1500242 | G1500242 | GE Healthcare (ECRI) | 091171015 | Active | NDH
ND00789 | Monitor, Patient | Monitors, Patient (ECRI) | Philips Healthcare (ECRI) | MP30 (M8002A) | IntelliVue MP30 | Philips Healthcare (ECRI) | DE72873552 | Active | NDH
ND00790 | Light, Surgical | Lights, Surgical (ECRI) | MAQUET Medical Systems (ECRI) | 568330931 | PowerLED 300 | MAQUET Medical Systems (ECRI) | AR 041191 | Active | NDH
ND00791 | Light, Surgical | Lights, Surgical (ECRI) | MAQUET Medical Systems (ECRI) | 568330931 | PowerLED 300 | MAQUET Medical Systems (ECRI) | AR 041181 | Active | NDH
ND00792 | Anesthesia Unit | Anesthesia Units (ECRI) | GE Datex-Ohmeda Inc (ECRI) | 1012-9620-000 | Carestation 620 A1 | GE Datex-Ohmeda Inc (ECRI) | SM623030003MA | Active | NDH
ND00794 | ENT Image Guidance System | Stereotactic Systems, Image-Guided, Surgical (ECRI) | Medtronic Navigation Inc (ECRI | FUSION | FUSION | Medtronic Navigation Inc (ECRI | N07380668 | Active | NDH
ND00795 | Not Available | Not Available | APC by Schneider (ECRI) | Not Available | Not Available | APC by Schneider (ECRI) | Not Available | Active | NDH
ND00796 | Not Available | Not Available | ScottCare Cardio Corp (ECRI) | Not Available | Not Available | ScottCare Cardio Corp (ECRI) | 44445 | Active | NDH
ND00797 | Exerciser, Bicycle | Exercisers, Bicycle (ECRI) | Schwinn Fitness (ECRI) | Airdyne | Airdyne | Schwinn Fitness (ECRI) | Not Available | Active | NDH
ND00798 | Exerciser, Rowing | Exercisers, Rowing (ECRI) | Concept 2 Inc (ECRI) | PM3 | PM3 | Concept 2 Inc (ECRI) | 400009534 | Active | NDH
ND00799 | Recumbent Bicycle | Exercisers, Bicycle (ECRI) | SportsArt Fitness (ECRI) | C52R | C52R | SportsArt Fitness (ECRI) | 0152063 | Active | NDH
ND00800 | Monitors, Display | Monitors, Video (ECRI) | NEC Corp US (ECRI) | E233WMi-BK | E233WMi-BK | NEC Corp US (ECRI) | 83103895NA | Active | NDH
ND00801 | Defibrillator | Defibrillators (ECRI) | Medtronic Inc (ECRI) | LIFEPAK 20 | LIFEPAK 20 | Medtronic Inc (ECRI) | 33816988 | Active | NDH
ND00802 | Thermometer, Electronic | Thermometers, Electronic (ECRI) | Welch Allyn Inc (ECRI) | 690 | SureTemp Plus | Welch Allyn Inc (ECRI) | 20316011 | Active | NDH
ND00803 | Thermometer, Electronic | Thermometers, Electronic (ECRI) | Welch Allyn Inc (ECRI) | 690 | SureTemp Plus | Welch Allyn Inc (ECRI) | 20316502 | Active | NDH
ND00804 | Thermometer, Electronic | Thermometers, Electronic (ECRI) | Welch Allyn Inc (ECRI) | 690 | SureTemp Plus | Welch Allyn Inc (ECRI) | 16371313 | Active | NDH
ND00806 | Not Available | Not Available | Not Available | Not Available | Not Available | Not Available | 231121-059 | Active | NDH
ND00807 | Probes, Bladder Scan | Probes, Bladder Scan (ECRI) | Verathon Inc (ECRI) | 0570-0351 | 0570-0351 | Verathon Inc (ECRI) | PX312362 | Active | NDH
ND00809 | Module, Multiparameter | Modules, Multiparameter (ECRI) | Philips Healthcare (ECRI) | 867036 | IntelliVue MMX | Philips Healthcare (ECRI) | DE785D3905 | Active | NDH
ND00810 | Monitor, Patient | Monitors, Patient (ECRI) | Philips Healthcare (ECRI) | MP30 (M8002A) | IntelliVue MP30 | Philips Healthcare (ECRI) | DE50408638 | Active | NDH
ND00811 | Infusion Pump | Infusion Pumps (ECRI) | Baxter Healthcare Corp (ECRI) | 3570009 | Spectrum IQ | Baxter Healthcare Corp (ECRI) | 3611063 | Active | NDH
ND00812 | Scale, Infant | Scales, Infant (ECRI) | Natus Medical Inc (ECRI) | 56350 | Smart Scale Model 50 | Natus Medical Inc (ECRI) | 2617 | Active | NDH
ND00813 | Scales, Electronic | Scales, Platform, Electronic (ECRI) | Scale-Tronix Inc (ECRI) | 5002 | 5002 | Scale-Tronix Inc (ECRI) | 5002-30281 | Active | NDH
ND00814 | Monitor, Vital Signs | Monitors, Vital Signs (ECRI) | Welch Allyn Inc (ECRI) | 65NTXX | Connex 6000 Series | Welch Allyn Inc (ECRI) | 100042154717 | Active | NDH
ND00815 | Monitor, Display | Monitors, Video (ECRI) | Diva Laboratories (ECRI) | RGD2461AMI | RGD2461AMI | Diva Laboratories (ECRI) | D0122510G2363 | Active | NDH
ND00816 | Patient Info Center iX | Monitors, Central Station (ECRI) | Philips Healthcare (ECRI) | 866424 | PIC iX | Philips Healthcare (ECRI) | US433I0111 | Active | NDH
ND00817 | Uninterruptible Power Supply | Power Systems, Uninterruptible (ECRI) | APC by Schneider (ECRI) | SCL500RM1UC | Smart-UPS 500 | APC by Schneider (ECRI) | S5S2245T47697 | Active | NDH
ND00818 | Battery/Dock Charger | Battery/Dock Chargers (ECRI) | Welch Allyn Inc (ECRI) | 719-DSK | 719-DSK | Welch Allyn Inc (ECRI) | 901001 | Active | NDH
ND00820 | Monitor, Video | Monitors, Video (ECRI) | PDi Communication Systems (ECR | PDI-P14W-CA | PDI-P14W-CA | PDi Communication Systems (ECR | 1616-A050-G21294 | Active | NDH
ND00821 | GS Integrated Wall System | Ophthalmoscope/Otoscope/Vital Signs Measuring Systems (ECRI) | Welch Allyn Inc (ECRI) | 767 Series | 767 Series | Welch Allyn Inc (ECRI) | Not Available | Active | NDH
ND00822 | Infusion Pump | Infusion Pumps (ECRI) | Baxter Healthcare Corp (ECRI) | 3570009 | Spectrum IQ | Baxter Healthcare Corp (ECRI) | 3616375 | Active | NDH
ND00823 | Regulator, Suction | Regulators, Suction (ECRI) | Allied Healthcare Inc (ECRI) | 22-15-1106 | Vacutron | Allied Healthcare Inc (ECRI) | Not Available | Active | NDH
ND00824 | Module, Multiparameter | Modules, Multiparameter (ECRI) | Philips Healthcare (ECRI) | 867036 | IntelliVue MMX | Philips Healthcare (ECRI) | DE785D3837 | Active | NDH
ND00826 | Laryngoscope, Video | Laryngoscopes, Rigid, Video (ECRI) | Verathon Inc (ECRI) | 0570-0338 | Glidescope AVL | Verathon Inc (ECRI) | AN152441 | Active | NDH
ND00828 | Recumbent Cross Trainer | Exercisers, Elliptical (ECRI) | NuStep LLC (ECRI) | T4r | NuStep T4r | NuStep LLC (ECRI) | T4r528878 | Active | NDH
ND00829 | Not Available | Not Available | Not Available | Not Available | Not Available | Not Available | Not Available | Active | NDH
ND00830 | Light, Surgical | Lights, Surgical (ECRI) | MAQUET Medical Systems (ECRI) | 567232996 | 567232996 | MAQUET Medical Systems (ECRI) | AR 010429 | Active | NDH
ND00831 | Monitor, Display | Monitors, Video (ECRI) | NDS Surgical Imaging (ECRI) | SC-WU26-A1511 | Radiance G2 | NDS Surgical Imaging (ECRI) | 08-133802 | Active | NDH
ND00832 | Module, Carbon Dioxide | Modules, Carbon Dioxide (ECRI) | Philips Healthcare (ECRI) | M3015A | Microstream CO2 | Philips Healthcare (ECRI) | DE45582610 | Active | NDH
ND00833 | Module, Multiparameter | Modules, Multiparameter (ECRI) | Philips Healthcare (ECRI) | 867036 | IntelliVue MMX | Philips Healthcare (ECRI) | DE785D3603 | Active | NDH
ND00834 | Monitor, Patient | Monitors, Patient (ECRI) | Philips Healthcare (ECRI) | MP30 (M8002A) | IntelliVue MP30 | Philips Healthcare (ECRI) | DE72889945 | Active | NDH
ND00835 | Regulator, Suction | Regulators, Suction (ECRI) | Ohio Medical Corp (ECRI) | 1224 | 1224 | Ohio Medical Corp (ECRI) | GFHP02403 | Active | NDH
ND00836 | Defibrillator | Defibrillators (ECRI) | Medtronic Inc (ECRI) | LIFEPAK 20 | LIFEPAK 20 | Medtronic Inc (ECRI) | 34753343 | Active | NDH
ND00837 | Vascular Doppler | Detectors, Blood Flow, Ultrasonic (ECRI) | Natus Medical Inc (ECRI) | ImexDop CT+ | ImexDop CT+ | Natus Medical Inc (ECRI) | CTVT0340 | Active | NDH
ND00838 | Suction Unit | Suction Units (ECRI) | SSCOR Inc (ECRI) | 2315 | 2315 | SSCOR Inc (ECRI) | L01452 | Active | NDH
ND00839 | Single Chamber Pacemaker | Pacemakers, External (ECRI) | Medtronic Inc (ECRI) | 53401 | 53401 | Medtronic Inc (ECRI) | MDB03143EP | Active | NDH
ND00840 | Infusion Pump, Enteral Feeding | Infusion Pumps, Enteral Feeding (ECRI) | Covidien Inc (ECRI) | Kangaroo ePUMP | Kangaroo ePUMP | Covidien Inc (ECRI) | C22383033 | Active | NDH
ND00841 | Module, Carbon Dioxide | Modules, Carbon Dioxide (ECRI) | Philips Healthcare (ECRI) | M3015A | Microstream CO2 | Philips Healthcare (ECRI) | DE13857124 | Active | NDH
ND00843 | Electrocardiograph | Electrocardiographs, Multichannel (ECRI) | GE Healthcare (ECRI) | MAC 5500 | MAC 5500 | GE Healthcare (ECRI) | SCD10289116PA | Active | NDH
ND00844 | Electrocardiograph | Electrocardiographs, Multichannel (ECRI) | GE Healthcare (ECRI) | MAC 5500 HD | MAC 5500 HD | GE Healthcare (ECRI) | SKJ16301003PA | Active | NDH
ND00845 | Rapid Infuser | Infusion Pumps, Blood/Solution Warming (ECRI) | Belmont Medical Tech (ECRI) | 903-00039 | RI-2 | Belmont Medical Tech (ECRI) | 2018020945 | Active | NDH
ND00846 | Capnograph | Capnographs (ECRI) | Medtronic Inc (ECRI) | Capnostream 20p | Capnostream 20p | Medtronic Inc (ECRI) | PA22172077 | Active | NDH
ND00847 | Monitor, Display | Monitors, Video (ECRI) | NEC Corp US (ECRI) | V323-2 | MultiSync | NEC Corp US (ECRI) | 68007590NA | Active | NDH
ND00849 | Module, Multiparameter | Modules, Multiparameter (ECRI) | Philips Healthcare (ECRI) | 867036 | IntelliVue MMX | Philips Healthcare (ECRI) | DE785D3652 | Active | NDH
ND00850 | Regulator, Suction | Regulators, Suction (ECRI) | GE Datex-Ohmeda Inc (ECRI) | 1251 | 1251 | GE Datex-Ohmeda Inc (ECRI) | GFFJ14182 | Active | NDH
ND00851 | GS Integrated Wall System | Ophthalmoscope/Otoscope/Vital Signs Measuring Systems (ECRI) | Welch Allyn Inc (ECRI) | 767 Series | 767 Series | Welch Allyn Inc (ECRI) | Not Available | Active | NDH
ND00852 | Monitor, Video | Monitors, Video (ECRI) | PDi Communication Systems (ECR | PDI-P14W-CA | PDI-P14W-CA | PDi Communication Systems (ECR | 1616-A050-G21295 | Active | NDH
ND00855 | Module, Multiparameter | Modules, Multiparameter (ECRI) | Philips Healthcare (ECRI) | 867036 | IntelliVue MMX | Philips Healthcare (ECRI) | DE785D3864 | Active | NDH
ND00856 | Regulator, Suction | Regulators, Suction (ECRI) | Ohio Medical Corp (ECRI) | 1251 | 1251 | Ohio Medical Corp (ECRI) | JGGU11381 | Active | NDH
ND00857 | Monitor, Video | Monitors, Video (ECRI) | PDi Communication Systems (ECR | PDI-P14W-CA | PDI-P14W-CA | PDi Communication Systems (ECR | 1610-A050-G19675 | Active | NDH
ND00858 | Sphygmomanometer | Sphygmomanometers (ECRI) | Welch Allyn Inc (ECRI) | Tycos | Tycos | Welch Allyn Inc (ECRI) | 050629062420 | Active | NDH
ND00859 | Sphygmomanometer | Sphygmomanometers (ECRI) | Welch Allyn Inc (ECRI) | Tycos | Tycos | Welch Allyn Inc (ECRI) | 080804130224 | Active | NDH
ND00860 | Oxygen Flowmeter | Flowmeters, Oxygen (ECRI) | Western Medical Inc (ECRI) | NOT AVAILABLE | Not Available | Western Medical Inc (ECRI) | Not Available | Active | NDH
ND00861 | Regulator, Suction | Regulators, Suction (ECRI) | GE Datex-Ohmeda Inc (ECRI) | 1251 | 1251 | GE Datex-Ohmeda Inc (ECRI) | GFFN01418 | Active | NDH
ND00862 | Flowmeters, Oxygen | Flowmeters, Oxygen (ECRI) | Ohio Medical Corp (ECRI) | Not Available | Not Available | Ohio Medical Corp (ECRI) | J000337367-0007 | Active | NDH
ND00863 | Regulator, Suction | Regulators, Suction (ECRI) | Ohio Medical Corp (ECRI) | 1251 | 1251 | Ohio Medical Corp (ECRI) | GFFN01417 | Active | NDH
ND00864 | Sphygmomanometer | Sphygmomanometers (ECRI) | Welch Allyn Inc (ECRI) | Tycos | Tycos | Welch Allyn Inc (ECRI) | 050410123905 | Active | NDH
ND00865 | Cart, Argon Plasma Coagulator | Carts, Surgical Instrument (ECRI) | Erbe USA Inc (ECRI) | 20180-000 | VIO Cart | Erbe USA Inc (ECRI) | VC015861 | Active | NDH
ND00866 | Regulator, Suction | Regulators, Suction (ECRI) | Ohio Medical Corp (ECRI) | 1251 | 1251 | GE Datex-Ohmeda Inc (ECRI) | BDKJ00907 | Active | NDH
ND00867 | Reflux Recorder | Recorders, Capsule (ECRI) | Given Imaging Inc | FGS-0634 | BRAVO | Given Imaging Inc | BR30307819 | Active | NDH
ND00868 | Warming Unit, Blood/Solution | Warming Units, Blood/Solution (ECRI) | 3M Health Care (ECRI) | 245 | Ranger | 3M Health Care (ECRI) | 56724 | Active | NDH
ND00869 | Monitor, Patient | Monitors, Patient (ECRI) | GE Healthcare (ECRI) | G1500242 | G1500242 | GE Healthcare (ECRI) | 091048803 | Active | NDH
ND00870 | Anesthesia Unit Vaporizer | Anesthesia Unit Vaporizers (ECRI) | GE Datex-Ohmeda Inc (ECRI) | TEC 7 | TEC 7 | GE Datex-Ohmeda Inc (ECRI) | BEJL06308 | Active | NDH
ND00871 | Anesthesia Unit Vaporizer | Anesthesia Unit Vaporizers (ECRI) | GE Datex-Ohmeda Inc (ECRI) | TEC 6 PLUS | TEC 6 PLUS | GE Datex-Ohmeda Inc (ECRI) | AETP30018 | Active | NDH
ND00872 | Anesthesia Unit | Anesthesia Units (ECRI) | GE Datex-Ohmeda Inc (ECRI) | 1012-9620-000 | Carestation 620 A1 | GE Datex-Ohmeda Inc (ECRI) | SM617510025MA | Active | NDH
ND00873 | Anesthetic Gas Montior | Modules, Anesthetic Gas (ECRI) | Philips Healthcare (ECRI) | G7 (866173) | IntelliVue G7 | Philips Healthcare (ECRI) | DE43806562 | Active | NDH
ND00874 | Module, Multiparameter | Modules, Multiparameter (ECRI) | Philips Healthcare (ECRI) | 867036 | IntelliVue MMX | Philips Healthcare (ECRI) | DE785D3886 | Active | NDH
ND00875 | Monitor, Patient | Monitors, Patient (ECRI) | Philips Healthcare (ECRI) | MX500 (866064) | IntelliVue MX500 | Philips Healthcare (ECRI) | DE671H5169 | Active | NDH
ND00876 | Dual Chamber Pacemaker | Pacemakers, External (ECRI) | Medtronic Inc (ECRI) | 5392 | 5392 | Medtronic Inc (ECRI) | DJH037881P | Active | NDH
ND00877 | Dual Chamber Pacemaker | Pacemakers, External (ECRI) | Medtronic Inc (ECRI) | 5392 | 5392 | Medtronic Inc (ECRI) | DJH037882P | Active | NDH
ND00878 | Vascular Doppler | Detectors, Blood Flow, Ultrasonic (ECRI) | Natus Medical Inc (ECRI) | ImexDop CT+ | ImexDop CT+ | Natus Medical Inc (ECRI) | CTVV0167 | Active | NDH
ND00879 | Uninterruptible Power Supply | Power Systems, Uninterruptible (ECRI) | Tripp Lite (ECRI) | SMART1200XLHG | SMART1200XLHG | Tripp Lite (ECRI) | 2913EVHSM886D00536 | Active | NDH
ND00880 | Workstation, PC | Workstations, PC (ECRI) | Hewlett-Packard Co (ECRI) | 989606128511 | Hemo Workstation | Hewlett-Packard Co (ECRI) | CZC2258X30 | Active | NDH
ND00881 | Monitor, Display | Monitors, Video (ECRI) | Hewlett-Packard Co (ECRI) | 4598014080481 | Hemo Ctrl Rm Display | Hewlett-Packard Co (ECRI) | 6CM9430172 | Active | NDH
ND00882 | Monitor, Display | Monitors, Video (ECRI) | Hewlett-Packard Co (ECRI) | 4598014080481 | Hemo Ctrl Rm Display | Hewlett-Packard Co (ECRI) | 6CM943023P | Active | NDH
ND00883 | Warming Units, Blanket | Warming Units, Blanket (ECRI) | STERIS Corp (ECRI) | DJ04012433111 | DJ04012433111 | STERIS Corp (ECRI) | 406618148 | Active | NDH
ND00884 | Warming Unit, Patient | Warming Units, Patient, Forced-Air (ECRI) | 3M Health Care (ECRI) | 775 | Bair Hugger 775 | 3M Health Care (ECRI) | 87906 | Active | NDH
ND00885 | Advanced Control Pad System | Controllers (ECRI) | Mizuho OSI (ECRI) | 5996-7 | 5996-7 | Mizuho OSI (ECRI) | Not Available | Active | NDH
ND00886 | Bipolar Footswitch | Footswitches (ECRI) | Covidien Inc (ECRI) | E6009 | Valleylab Footswitch | Covidien Inc (ECRI) | Not Available | Active | NDH
ND00887 | Monopolar Footswitch | Footswitches (ECRI) | Covidien Inc (ECRI) | E6008 | Valleylab Footswitch | Covidien Inc (ECRI) | Not Available | Active | NDH
ND00888 | Electrosurgical Unit | Electrosurgical Units, Monopolar/Bipolar (ECRI) | Covidien Inc (ECRI) | Force FX-C | Force FX-C | Valley Lab Inc | F3D26506A | Active | NDH
ND00889 | Electrosurgical Unit | Electrosurgical Units, Monopolar/Bipolar (ECRI) | Medtronic Inc (ECRI) | 40-405-1 | AEX | Medtronic Inc (ECRI) | MTC2149014 | Active | NDH
ND00890 | Light, Examination | Lights, Examination (ECRI) | Welch Allyn Inc (ECRI) | 449XX | Green Series 900 | Welch Allyn Inc (ECRI) | 409441 | Active | NDH
ND00891 | Intra-Aortic Balloon Pump | Circulatory Assist Units, Intra-Aortic Balloon (ECRI) | Getinge USA Inc (ECRI) | 0998-00-0800-53 | CARDIOSAVE hybrid | MAQUET Medical Systems (ECRI) | CH315559K9 | Active | NDH
ND00892 | Power Systems, Uninterruptible | Power Systems, Uninterruptible (ECRI) | Eaton Corp (ECRI) | 9355-15 | 9355-15 | Eaton Corp (ECRI) | Not Available | Active | NDH
ND00893 | Power Systems, Uninterruptible | Power Systems, Uninterruptible (ECRI) | Eaton Corp (ECRI) | 9355-15 | 9355-15 | Eaton Corp (ECRI) | BM122JBA05 | Active | NDH
ND00894 | Exerciser, Rowing | Exercisers, Rowing (ECRI) | First Degree Fitness (ECRI) | E-520 | E-520 | First Degree Fitness (ECRI) | 180166505 | Active | NDH
ND00895 | Telemetry Unit | Monitors, Telemetric, Electrocardiography (ECRI) | ScottCare Cardio Corp (ECRI) | Innovo | Innovo | ScottCare Cardio Corp (ECRI) | 322869 | Active | NDH
ND00896 | Flowmeter, Oxygen | Flowmeters, Oxygen (ECRI) | Precision Medical Inc (ECRI) | 8MFA | 8MFA | Precision Medical Inc (ECRI) | Not Available | Active | NDH
ND00897 | Flowmeter, Oxygen | Flowmeters, Oxygen (ECRI) | Timeter Instrument Corp (ECRI) | RT200 | RT200 | Precision Medical Inc (ECRI) | 10358383 | Active | NDH
ND00898 | Regulator, Suction | Regulators, Suction (ECRI) | Ohio Medical Corp (ECRI) | 1251 | 1251 | GE Datex-Ohmeda Inc (ECRI) | GFHZ12103 | Active | NDH
ND00899 | Laryngoscope, Rigid, Video | Laryngoscopes, Rigid, Video (ECRI) | Dilon Technologies Inc (ECRI) | 2100 | CoPilot VL+ | Dilon Technologies Inc (ECRI) | LDI01752 | Active | NDH
ND00901 | Image Processor, Endoscopy | Video Image Processors, Endoscopy (ECRI) | Olympus America Inc (ECRI) | CV-190 | EVIS EXERA III | Olympus America Inc (ECRI) | 7845447 | Active | NDH
ND00902 | Light Source | Light Sources (ECRI) | Olympus America Inc (ECRI) | CLV-190 | EVIS EXERA III | Olympus America Inc (ECRI) | 7882819 | Active | NDH
ND00903 | Printer, Video | Printers, Video (ECRI) | Olympus America Inc (ECRI) | OEP-4 | OEP-4 | Olympus America Inc (ECRI) | A600119 | Active | NDH
ND00904 | Irrigation/Distention System | Irrigation/Distention Systems (ECRI) | Erbe USA Inc (ECRI) | 10325-000 | EIP 2 | Erbe USA Inc (ECRI) | 11356917 | Active | NDH
ND00905 | AC Adapter | Power Systems (ECRI) | Olympus America Inc (ECRI) | VEK0N56 | VEK0N56 | Olympus America Inc (ECRI) | L0SA10003 | Active | NDH
ND00906 | Light Source | Light Sources (ECRI) | Olympus America Inc (ECRI) | CLV-190 | EVIS EXERA III | Olympus America Inc (ECRI) | 26 01847 | Active | NDH
ND00907 | Defibrillator, External, Auto | Defibrillators, External, Auto (ECRI) | Medtronic Inc (ECRI) | LIFEPAK 500 | LIFEPAK 500 | Medtronic Inc (ECRI) | 34150575 | Active | NDH
ND00908 | Exerciser, Treadmill | Exercisers, Treadmills (ECRI) | Life Fitness Inc (ECRI) | 91T | 91T | Life Fitness Inc (ECRI) | ATZ101748 | Active | NDH
ND00909 | Exerciser, Treadmill | Exercisers, Treadmills (ECRI) | Landice Inc (ECRI) | 87000 | 87000 | Landice Inc (ECRI) | L808529 | Active | NDH
ND00910 | Exerciser, Elliptical | Exercisers, Elliptical (ECRI) | Precor Inc (ECRI) | EFX 546i | EFX 546i | Precor Inc (ECRI) | AA32A25060004 | Active | NDH
ND00911 | Exerciser, Elliptical | Exercisers, Elliptical (ECRI) | True Fitness Technology (ECRI) | LC900 | LC900 | True Fitness Technology (ECRI) | 10XLC0132D | Active | NDH
ND00912 | RECUMBANT BICYCLE | Exercisers, Bicycle (ECRI) | SportsArt Fitness (ECRI) | C52R | C52R | SportsArt Fitness (ECRI) | Z0024613 | Active | NDH
ND00913 | Ventilator, Intensive Care | Ventilators, Intensive Care (ECRI) | Getinge USA Inc (ECRI) | 6640440 | SERVO-s | MAQUET Medical Systems (ECRI) | 22557 | Active | NDH
ND00914 | Ventilator | Ventilators, Transport (ECRI) | Vyaire Medical Inc (ECRI) | LTV1200 | LTV1200 | Vyaire Medical Inc (ECRI) | E02489 | Active | NDH
ND00915 | Humidifier, Heated | Humidifiers, Heated (ECRI) | Fisher & Paykel Health (ECRI) | MR850JHU | MR850JHU | Fisher & Paykel Health (ECRI) | 150521247857 | Active | NDH
ND00916 | Oxygen Blender | Oxygen Air Proportioners (ECRI) | Maxtec Inc (ECRI) | R211P03-020 | MaxVenturi | Maxtec Inc (ECRI) | AM27699027 | Active | NDH
ND00917 | Humidifier, Heated | Humidifiers, Heated (ECRI) | Fisher & Paykel Health (ECRI) | MR850JHU | MR850JHU | Fisher & Paykel Health (ECRI) | 080501012823 | Active | NDH
ND00918 | Oxygen Blender | Oxygen Air Proportioners (ECRI) | Maxtec Inc (ECRI) | R211P03-020 | MaxVenturi | Maxtec Inc (ECRI) | CJ18599011 | Active | NDH
ND00919 | LTV Power Supply | Power Supplies (ECRI) | Pulmonetic Systems (ECRI) | MSP1787 | MSP1787 | Pulmonetic Systems (ECRI) | C8N13C2471 | Active | NDH
ND00920 | Ventilator | Ventilators, Transport (ECRI) | Vyaire Medical Inc (ECRI) | LTV1200 | LTV1200 | Vyaire Medical Inc (ECRI) | E01234 | Active | NDH
ND00921 | Ventilator | Ventilators, Intensive Care (ECRI) | Philips Respironics Inc (ECRI) | V60 | V60 | Philips Respironics Inc (ECRI) | 100462987 | Active | NDH
ND00922 | Ventilator | Ventilators, Intensive Care (ECRI) | Philips Respironics Inc (ECRI) | V60 | V60 | Philips Respironics Inc (ECRI) | 100462828 | Active | NDH
ND00923 | Ventilator | Ventilators, Intensive Care (ECRI) | Philips Respironics Inc (ECRI) | V60 | V60 | Philips Respironics Inc (ECRI) | 201031410 | Active | NDH
ND00924 | Ventilator, Intensive Care | Ventilators, Intensive Care (ECRI) | Getinge USA Inc (ECRI) | 6640440 | SERVO-s | MAQUET Medical Systems (ECRI) | 27485 | Active | NDH
ND00926 | Cart, Argon Plasma Coagulator | Carts, Surgical Instrument (ECRI) | Erbe USA Inc (ECRI) | 20180-000 | VIO Cart | Erbe USA Inc (ECRI) | 11322827 | Active | NDH
ND00927 | Monitor, Vital Signs | Monitors, Vital Signs (ECRI) | Welch Allyn Inc (ECRI) | 65NTXX-B | Connex 6000 Series | Welch Allyn Inc (ECRI) | 100084641416 | Active | NDH
ND00930 | Sphygmomanometer | Sphygmomanometers (ECRI) | Welch Allyn Inc (ECRI) | Tycos | Tycos | Welch Allyn Inc (ECRI) | 050825011925 | Active | NDH
ND00931 | Flowmeter, Oxygen | Flowmeters, Oxygen (ECRI) | GE Datex-Ohmeda Inc (ECRI) | 8MFA | 8MFA | GE Datex-Ohmeda Inc (ECRI) | J12336 | Active | NDH
ND00932 | Monitor, Vital Signs | Monitors, Vital Signs (ECRI) | Welch Allyn Inc (ECRI) | 65NTXX-B | Connex 6000 Series | Welch Allyn Inc (ECRI) | 100019125116 | Active | NDH
ND00933 | Scanners, Bar-Code | Scanners, Bar-Code (ECRI) | Welch Allyn Inc (ECRI) | Not Available | Not Available | Welch Allyn Inc (ECRI) | Not Available | Active | NDH
ND00935 | Infusion Pump | Infusion Pumps (ECRI) | Baxter Healthcare Corp (ECRI) | 3570009 | Spectrum IQ | Baxter Healthcare Corp (ECRI) | 3638420 | Active | NDH
ND00936 | Infusion Pump | Infusion Pumps (ECRI) | Baxter Healthcare Corp (ECRI) | 3570009 | Spectrum IQ | Baxter Healthcare Corp (ECRI) | 3620467 | Active | NDH
ND00937 | Sphygmomanometer | Sphygmomanometers (ECRI) | Welch Allyn Inc (ECRI) | Tycos | Tycos | Welch Allyn Inc (ECRI) | 050926214649 | Active | NDH
ND00938 | Footswitch | Footswitches (ECRI) | Erbe USA Inc (ECRI) | 20189-305 | 20189-305 | Erbe USA Inc (ECRI) | Not Available | Active | NDH
ND00941 | Monitor, Display | Monitors, Video (ECRI) | LG Electronics USA Inc (ECRI) | E2411PUX | E2411PUX | LG Electronics USA Inc (ECRI) | 401MXBP6A781 | Active | NDH
ND00942 | Telemetry Unit | Monitors, Telemetric, Electrocardiography (ECRI) | ScottCare Cardio Corp (ECRI) | Innovo | Innovo | ScottCare Cardio Corp (ECRI) | 322879 | Active | NDH
ND00943 | Remote | Remote Display | ScottCare Cardio Corp (ECRI) | 100233B | 100233B | ScottCare Cardio Corp (ECRI) | Not Available | Active | NDH
ND00945 | Exerciser, Elliptical | Exercisers, Elliptical (ECRI) | SCIFIT (ECRI) | REX7000 | REX7000 | SCIFIT (ECRI) | 990-010098 | Active | NDH
ND00946 | Exerciser, Bicycle | Exercisers, Bicycle (ECRI) | Vision Fitness (ECRI) | R2850HRT | R2850HRT | Vision Fitness (ECRI) | VRB006006110142 | Active | NDH
ND00947 | Exerciser, Treadmill | Exercisers, Treadmills (ECRI) | Landice Inc (ECRI) | L8 | L8 | Landice Inc (ECRI) | L8-09745 | Active | NDH
ND00948 | LTV Power Supply | Power Supplies (ECRI) | Pulmonetic Systems (ECRI) | MSP1787 | MSP1787 | Pulmonetic Systems (ECRI) | C9113C0165 | Active | NDH
ND00949 | High-Flow 2 Humidifer | Oxygen Delivery Units, High-Flow (ECRI) | Fisher & Paykel Health (ECRI) | PT101US | AIRVO 2 | Fisher & Paykel Health (ECRI) | 201209226232 | Active | NDH
ND00950 | Uninterruptible Power Supply | Power Systems, Uninterruptible (ECRI) | Tripp Lite (ECRI) | SMART700HGL | SMART700HGL | Tripp Lite (ECRI) | 3025AVHSM88E400115 | Active | NDH
ND00951 | High-Flow 2 Humidifer | Oxygen Delivery Units, High-Flow (ECRI) | Fisher & Paykel Health (ECRI) | PT101US | AIRVO 2 | Fisher & Paykel Health (ECRI) | 201209226474 | Active | NDH
ND00953 | Light Source | Light Sources (ECRI) | Olympus America Inc (ECRI) | CLK-3 | CLK-3 | Olympus America Inc (ECRI) | 931576S | Active | NDH
ND00954 | LTV Power Supply | Power Supplies (ECRI) | Pulmonetic Systems (ECRI) | MSP1787 | MSP1787 | Pulmonetic Systems (ECRI) | C6815B0264 | Active | NDH
ND00955 | Ventilator | Ventilators, Transport (ECRI) | Vyaire Medical Inc (ECRI) | LTV1200 | LTV1200 | Pulmonetic Systems (ECRI) | E00728 | Active | NDH
ND00956 | Sphygmomanometer | Sphygmomanometers (ECRI) | Welch Allyn Inc (ECRI) | Tycos | Tycos | Welch Allyn Inc (ECRI) | 170623153555 | Active | NDH
ND00957 | Sphygmomanometer | Sphygmomanometers (ECRI) | Welch Allyn Inc (ECRI) | Tycos | Tycos | Welch Allyn Inc (ECRI) | 200114125455 | Active | NDH
ND00958 | Sphygmomanometer | Sphygmomanometers (ECRI) | Welch Allyn Inc (ECRI) | Tycos | Tycos | Welch Allyn Inc (ECRI) | 200305164145 | Active | NDH
ND00960 | Monitor, Display | Monitors, Video (ECRI) | KARL STORZ Endoscopy US (ECRI) | SC-WU26-A1511 | NDS Raidance GC 26in | KARL STORZ Endoscopy US (ECRI) | 08-121757 | Active | NDH
ND00961 | Exerciser, Elliptical | Exercisers, Elliptical (ECRI) | True Fitness Technology (ECRI) | LC900 | LC900 | True Fitness Technology (ECRI) | Not Available | Active | NDH
ND00962 | Exerciser, Bicycle | Exercisers, Bicycle (ECRI) | Schwinn Fitness (ECRI) | Airdyne | Airdyne | Schwinn Fitness (ECRI) | 8480499 | Active | NDH
ND00965 | Image Processor, Endoscopy | Video Image Processors, Endoscopy (ECRI) | Olympus America Inc (ECRI) | CV-190 | EVIS EXERA III | Olympus America Inc (ECRI) | 7845173 | Active | NDH
ND00966 | Light Source | Light Sources (ECRI) | Olympus America Inc (ECRI) | CLV-190 | EVIS EXERA III | Olympus America Inc (ECRI) | 7882816 | Active | NDH
ND00967 | Irrigation/Distention System | Irrigation/Distention Systems (ECRI) | Erbe USA Inc (ECRI) | 10325-000 | EIP 2 | Erbe USA Inc (ECRI) | 11460028 | Active | NDH
ND00968 | Printer, Video | Printers, Video (ECRI) | Olympus America Inc (ECRI) | OEP-4 | OEP-4 | Olympus America Inc (ECRI) | A006506 | Active | NDH
ND00970 | Endoscopy Image Processors | Video Image Processors, Endoscopy (ECRI) | Olympus America Inc (ECRI) | WM-WP1 | WM-WP1 | Olympus America Inc (ECRI) | 105620 | Active | NDH
ND00971 | Recorder | RECORDER | Not Available | Not Available | Bravo Recorder | Not Available | Not Available | Active | NDH
ND00973 | Flowmeter, Oxygen | Flowmeters, Oxygen (ECRI) | Amvex (ECRI) | T15UO | T15UO | Amvex (ECRI) | Not Available | Active | NDH
ND00974 | Regulator, Suction | Regulators, Suction (ECRI) | Ohio Medical Corp (ECRI) | 1251 | 1251 | GE Datex-Ohmeda Inc (ECRI) | BDKJ00909 | Active | NDH
ND00975 | Monitor, Patient | Monitors, Patient (ECRI) | Philips Healthcare (ECRI) | MX450 (866062) | IntelliVue MX450 | Philips Healthcare (ECRI) | DE351C4478 | Active | NDH
ND00976 | Regulator, Suction | Regulators, Suction (ECRI) | Ohio Medical Corp (ECRI) | 1251 | 1251 | GE Datex-Ohmeda Inc (ECRI) | BDKJ00914 | Active | NDH
ND00977 | Flowmeter, Oxygen | Flowmeters, Oxygen (ECRI) | GE Datex-Ohmeda Inc (ECRI) | Not Available | Not Available | GE Datex-Ohmeda Inc (ECRI) | J12340 | Active | NDH
ND00978 | Sphygmomanometer | Sphygmomanometers (ECRI) | Welch Allyn Inc (ECRI) | Tycos | Tycos | Welch Allyn Inc (ECRI) | 050414173030 | Active | NDH
ND00979 | Monitor, Patient | Monitors, Patient Transport (ECRI) | Philips Healthcare (ECRI) | MX100 (867030) | IntelliVue X3 | Philips Healthcare (ECRI) | DE7840AJ6E | Active | NDH
ND00980 | Flowmeter, Oxygen | Flowmeters, Oxygen (ECRI) | Amvex (ECRI) | T15UO | T15UO | Amvex (ECRI) | J12324 | Active | NDH
ND00981 | Regulator, Suction | Regulators, Suction (ECRI) | GE Datex-Ohmeda Inc (ECRI) | 1251 | 1251 | GE Datex-Ohmeda Inc (ECRI) | BDKJ00903 | Active | NDH
ND00982 | Sphygmomanometer | Sphygmomanometers (ECRI) | Welch Allyn Inc (ECRI) | Tycos | Tycos | Welch Allyn Inc (ECRI) | 050414180854 | Active | NDH
ND00983 | Suction Regulator | Regulators, Suction (ECRI) | GE Datex-Ohmeda Inc (ECRI) | Not Available | Not Available | GE Datex-Ohmeda Inc (ECRI) | BDKJ00901 | Active | NDH
ND00984 | Oxygen Flowmeter | Flowmeters, Oxygen (ECRI) | Ohio Medical Corp (ECRI) | Not Available | Not Available | Ohio Medical Corp (ECRI) | Not Available | Active | NDH
ND00985 | Sphygmomanometer | Sphygmomanometers (ECRI) | Welch Allyn Inc (ECRI) | Tycos | Tycos | Welch Allyn Inc (ECRI) | Not Available | Active | NDH
ND00986 | Regulator, Suction | Regulators, Suction (ECRI) | Ohio Medical Corp (ECRI) | 1251 | 1251 | GE Datex-Ohmeda Inc (ECRI) | BDKJ00900 | Active | NDH
ND00987 | Flowmeter, Oxygen | Flowmeters, Oxygen (ECRI) | GE Datex-Ohmeda Inc (ECRI) | Not Available | Not Available | GE Datex-Ohmeda Inc (ECRI) | AHE J12321 | Active | NDH
ND00988 | Regulator, Suction | Regulators, Suction (ECRI) | Ohio Medical Corp (ECRI) | 1251 | 1251 | GE Datex-Ohmeda Inc (ECRI) | GFHJ05006 | Active | NDH
ND00989 | Sphygmomanometer | Sphygmomanometers (ECRI) | Welch Allyn Inc (ECRI) | Tycos | Tycos | Welch Allyn Inc (ECRI) | Not Available | Active | NDH
ND00990 | Defibrillator | Defibrillators (ECRI) | Medtronic Inc (ECRI) | LIFEPAK 20 | LIFEPAK 20 | Medtronic Inc (ECRI) | 32194613 | Active | NDH
ND00991 | Warming Unit, Blanket | Warming Units, Blanket (ECRI) | STERIS Corp (ECRI) | QBJ06 | QBJ06 | STERIS Corp (ECRI) | 0423308021 | Active | NDH
ND00992 | Flowmeter, Oxygen | Flowmeters, Oxygen (ECRI) | GE Datex-Ohmeda Inc (ECRI) | Not Available | Not Available | GE Datex-Ohmeda Inc (ECRI) | AHE J12319 | Active | NDH
ND00994 | Flowmeter, Oxygen | Flowmeters, Oxygen (ECRI) | Precision Medical Inc (ECRI) | 8MFA | 8MFA | Precision Medical Inc (ECRI) | NA | Active | NDH
ND00995 | Infusion Pump | Infusion Pumps (ECRI) | Baxter Healthcare Corp (ECRI) | 3570009 | Spectrum IQ | Baxter Healthcare Corp (ECRI) | 3638294 | Active | NDH
ND00996 | Monitor, Vital Signs | Monitors, Vital Signs (ECRI) | Welch Allyn Inc (ECRI) | 65NTXX | Connex 6000 Series | Welch Allyn Inc (ECRI) | 100044021718 | Active | NDH
ND00997 | Scanner, Patient Wrist Band | Scanners, Bar-Code (ECRI) | Welch Allyn Inc (ECRI) | 7000-916HS | 7000-916HS | Welch Allyn Inc (ECRI) | Not Available | Active | NDH
ND00998 | Flowmeters, Oxygen | Flowmeters, Oxygen (ECRI) | Ohio Medical Corp (ECRI) | Not Available | Not Available | Ohio Medical Corp (ECRI) | Not Available | Active | NDH
ND00999 | Regulator, Suction | Regulators, Suction (ECRI) | Ohio Medical Corp (ECRI) | 1251 | 1251 | GE Datex-Ohmeda Inc (ECRI) | BDKJ00902 | Active | NDH
ND01000 | Flowmeters, Oxygen | Flowmeters, Oxygen (ECRI) | Ohio Medical Corp (ECRI) | Not Available | Not Available | Ohio Medical Corp (ECRI) | Not Available | Active | NDH
ND01001 | Regulator, Suction | Regulators, Suction (ECRI) | Allied Healthcare Inc (ECRI) | 22-15-1106 | Vacutron | Allied Healthcare Inc (ECRI) | Not Available | Active | NDH
ND01002 | Flowmeter, Oxygen | Flowmeters, Oxygen (ECRI) | Precision Medical Inc (ECRI) | 8MFA | 8MFA | Precision Medical Inc (ECRI) | Not Available | Active | NDH
ND01004 | Infusion Pump | Infusion Pumps (ECRI) | Baxter Healthcare Corp (ECRI) | 3570009 | Spectrum IQ | Baxter Healthcare Corp (ECRI) | 3613102 | Active | NDH
ND01005 | Infusion Pump | Infusion Pumps (ECRI) | Baxter Healthcare Corp (ECRI) | 3570009 | Spectrum IQ | Baxter Healthcare Corp (ECRI) | 3623062 | Active | NDH
ND01006 | Sphygmomanometer | Sphygmomanometers (ECRI) | Welch Allyn Inc (ECRI) | Tycos | Tycos | Welch Allyn Inc (ECRI) | Not Available | Active | NDH
ND01007 | Flowmeter, Oxygen | Flowmeters, Oxygen (ECRI) | GE Datex-Ohmeda Inc (ECRI) | Not Available | Not Available | GE Datex-Ohmeda Inc (ECRI) | AHE J12326 | Active | NDH
ND01008 | Flowmeter, Oxygen | Flowmeters, Oxygen (ECRI) | GE Datex-Ohmeda Inc (ECRI) | Not Available | Not Available | GE Datex-Ohmeda Inc (ECRI) | AHEJ12318 | Active | NDH
ND01009 | Sphygmomanometer | Sphygmomanometers (ECRI) | Welch Allyn Inc (ECRI) | Tycos | Tycos | Welch Allyn Inc (ECRI) | 05041X075708 | Active | NDH
ND01010 | Sphygmomanometer | Sphygmomanometers (ECRI) | Welch Allyn Inc (ECRI) | Tycos | Tycos | Welch Allyn Inc (ECRI) | Not Available | Active | NDH
ND01011 | Sphygmomanometer | Sphygmomanometers (ECRI) | Welch Allyn Inc (ECRI) | Tycos | Tycos | Welch Allyn Inc (ECRI) | 050207215236 | Active | NDH
ND01012 | Warming Unit, Blood/Solution | Warming Units, Blood/Solution (ECRI) | 3M Health Care (ECRI) | 245 | Ranger | 3M Health Care (ECRI) | 56730 | Active | NDH
ND01013 | Warming Unit, Blood/Solution | Warming Units, Blood/Solution (ECRI) | 3M Health Care (ECRI) | 245 | Ranger | Arizant Healthcare (ECRI) | 52435 | Active | NDH
ND01014 | Flowmeter, Oxygen | Flowmeters, Oxygen (ECRI) | Precision Medical Inc (ECRI) | 8MFA | 8MFA | Precision Medical Inc (ECRI) | Not Available | Active | NDH
ND01015 | Infusion Pump | Infusion Pumps (ECRI) | Baxter Healthcare Corp (ECRI) | 3570009 | Spectrum IQ | Baxter Healthcare Corp (ECRI) | 3617948 | Active | NDH
ND01016 | Infusion Pump | Infusion Pumps (ECRI) | Baxter Healthcare Corp (ECRI) | 3570009 | Spectrum IQ | Baxter Healthcare Corp (ECRI) | 3619132 | Active | NDH
ND01017 | Infusion Pump | Infusion Pumps (ECRI) | Baxter Healthcare Corp (ECRI) | 3570009 | Spectrum IQ | Baxter Healthcare Corp (ECRI) | 3616550 | Active | NDH
ND01018 | Regulator, Suction | Regulators, Suction (ECRI) | GE Datex-Ohmeda Inc (ECRI) | Not Available | Not Available | GE Datex-Ohmeda Inc (ECRI) | GFFJ14204 | Active | NDH
ND01019 | Flowmeter, Oxygen | Flowmeters, Oxygen (ECRI) | Precision Medical Inc (ECRI) | 8MFA | 8MFA | Precision Medical Inc (ECRI) | Not Available | Active | NDH
ND01020 | Flowmeter O2 | Flowmeters, Oxygen (ECRI) | Precision Medical Inc (ECRI) | 8MFA | 8MFA | Precision Medical Inc (ECRI) | Not Available | Active | NDH
ND01021 | Infusion Pump | Infusion Pumps (ECRI) | Baxter Healthcare Corp (ECRI) | 3570009 | Spectrum IQ | Baxter Healthcare Corp (ECRI) | 3619205 | Active | NDH
ND01022 | Infusion Pump | Infusion Pumps (ECRI) | Baxter Healthcare Corp (ECRI) | 3570009 | Spectrum IQ | Baxter Healthcare Corp (ECRI) | 3612151 | Active | NDH
ND01023 | Sphygmomanometer | Sphygmomanometers (ECRI) | Welch Allyn Inc (ECRI) | Tycos | Tycos | Welch Allyn Inc (ECRI) | 050926221029 | Active | NDH
ND01024 | Regulators, Suction | Regulators, Suction (ECRI) | GE Datex-Ohmeda Inc (ECRI) | Not Available | Not Available | GE Datex-Ohmeda Inc (ECRI) | BDKJ00912 | Active | NDH
ND01025 | Flowmeter, Oxygen | Flowmeters, Oxygen (ECRI) | GE Datex-Ohmeda Inc (ECRI) | Not Available | Not Available | GE Datex-Ohmeda Inc (ECRI) | AHEJ12320 | Active | NDH
ND01026 | Monitor, Patient | Monitors, Patient Transport (ECRI) | Philips Healthcare (ECRI) | MX100 (867030) | IntelliVue X3 | Philips Healthcare (ECRI) | DE7840AJ6L | Active | NDH
ND01027 | Monitor, Patient | Monitors, Patient (ECRI) | Philips Healthcare (ECRI) | MX450 (866062) | IntelliVue MX450 | Philips Healthcare (ECRI) | DE351C4476 | Active | NDH
ND01028 | Scanner, Patient Wrist Band | Scanners, Bar-Code (ECRI) | Welch Allyn Inc (ECRI) | 7000-916HS | 7000-916HS | Welch Allyn Inc (ECRI) | Not Available | Active | NDH
ND01029 | Monitor, Vital Signs | Monitors, Vital Signs (ECRI) | Welch Allyn Inc (ECRI) | 65NTXX | Connex 6000 Series | Welch Allyn Inc (ECRI) | 100097874214 | Active | NDH
ND01030 | Regulator, Suction | Flowmeters, Oxygen (ECRI) | Ohio Medical Corp (ECRI) | Not Available | Not Available | Ohio Medical Corp (ECRI) | J12331 | Active | NDH
ND01031 | Regulator, Suction | Regulators, Suction (ECRI) | Ohio Medical Corp (ECRI) | 1251 | 1251 | GE Datex-Ohmeda Inc (ECRI) | GFFN01416 | Active | NDH
ND01032 | Module, Multiparameter | Modules, Multiparameter (ECRI) | Philips Healthcare (ECRI) | 867036 | IntelliVue MMX | Philips Healthcare (ECRI) | DE785D3828 | Active | NDH
ND01033 | Monitor, Patient | Monitors, Patient (ECRI) | Philips Healthcare (ECRI) | MX450 (866062) | IntelliVue MX450 | Philips Healthcare (ECRI) | DE351C4477 | Active | NDH
ND01034 | Scanning System, Bladder | Scanning Systems, Bladder (ECRI) | Verathon Inc (ECRI) | i10 (0570-0412) | BladderScan i10 | Verathon Inc (ECRI) | CT240033 | Active | NDH
ND01035 | Probe, Bladder Scan | Probes, Bladder Scan (ECRI) | Verathon Inc (ECRI) | 0570-0413 | 0570-0413 | Verathon Inc (ECRI) | PT015577 | Active | NDH
ND01036 | Digital Scale | Test, Equipment (ECRI) | Sartorius AG (ECRI) | VIC-2MG | VICON | SARTORIUS/ACCULAB | 23655769 | Active | NDH
ND01038 | Test Thermometer | Test, Equipment (ECRI) | Extech Instruments Corp (ECRI) | 421502 | K/J Thermometer | Extech Instruments Corp (ECRI) | Z347363 | Active | NDH
ND01040 | Digital Scale | Test, Equipment (ECRI) | Hogentogler (ECRI) | ES422 | VERITAS | Hogentogler (ECRI) | CHA2001127 | Active | NDH
ND01041 | Sphygmomanometer | Sphygmomanometers (ECRI) | Welch Allyn Inc (ECRI) | Tycos | Tycos | Welch Allyn Inc (ECRI) | 181029094745 | Active | NDH
ND01042 | Remote Control | Hand/Remote Control (ECRI) | Oakworks Inc (ECRI) | Not Available | Not Available | Oakworks Inc (ECRI) | Not Available | Active | NDH
ND01043 | Table, Imaging, Ultrasound | Tables, Imaging, Ultrasound (ECRI) | Oakworks Inc (ECRI) | USG3 | USG3 | Oakworks Inc (ECRI) | VCF534315 | Active | NDH
ND01044 | Monitor, Patient | Monitors, Patient (ECRI) | Philips Healthcare (ECRI) | MP5 (M8105A) | IntelliVue MP5 | Philips Healthcare (ECRI) | DE656D8770 | Active | NDH
ND01045 | Disinfector, Ultrasound Probe | Disinfectors, Ultrasound Probes (ECRI) | Nanosonics (ECRI) | N05000-1 | trophon2 | Nanosonics (ECRI) | 385047-006 | Active | NDH
ND01046 | Regulator, Suction | Regulators, Suction (ECRI) | Ohio Medical Corp (ECRI) | 1251 | 1251 | GE Datex-Ohmeda Inc (ECRI) | GFFJL42L6 | Active | NDH
ND01047 | Flowmeter, Oxygen | Flowmeters, Oxygen (ECRI) | Amvex (ECRI) | T15UO | T15UO | Amvex (ECRI) | J12346 | Active | NDH
ND01048 | Patient Scale | Scales, Floor (ECRI) | Welch Allyn Inc (ECRI) | 5002-XX-B | Stand-On Scale | Welch Allyn Inc (ECRI) | 107209170932 | Active | NDH
ND01049 | Scanner, Patient Wrist Band | Scanners, Bar-Code (ECRI) | Welch Allyn Inc (ECRI) | 7000-916HS | 7000-916HS | Welch Allyn Inc (ECRI) | Not Available | Active | NDH
ND01050 | Monitor, Vital Signs | Monitors, Vital Signs (ECRI) | Welch Allyn Inc (ECRI) | 65NTXX | Connex 6000 Series | Welch Allyn Inc (ECRI) | 100044031718 | Active | NDH
ND01051 | Flowmeter, Oxygen | Flowmeters, Oxygen (ECRI) | GE Datex-Ohmeda Inc (ECRI) | Not Available | Not Available | GE Datex-Ohmeda Inc (ECRI) | J12332 | Active | NDH
ND01052 | Regulator, Suction | Regulators, Suction (ECRI) | Ohio Medical Corp (ECRI) | 1251 | 1251 | GE Datex-Ohmeda Inc (ECRI) | GFHJ05004 | Active | NDH
ND01053 | Sphygmomanometer | Sphygmomanometers (ECRI) | Welch Allyn Inc (ECRI) | Tycos | Tycos | Welch Allyn Inc (ECRI) | 050909131214 | Active | NDH
ND01054 | Infusion Pump | Infusion Pumps (ECRI) | Baxter Healthcare Corp (ECRI) | 3570009 | Spectrum IQ | Baxter Healthcare Corp (ECRI) | 3616969 | Active | NDH
ND01055 | Infusion Pump | Infusion Pumps (ECRI) | Baxter Healthcare Corp (ECRI) | 3570009 | Spectrum IQ | Baxter Healthcare Corp (ECRI) | 3605620 | Active | NDH
ND01056 | Uninterruptible Power Supply | Power Systems, Uninterruptible (ECRI) | APC by Schneider (ECRI) | SCL500RM1UC | Smart-UPS 500 | APC by Schneider (ECRI) | S5S2245T68492 | Active | NDH
ND01057 | Patient Info Center iX | Monitors, Central Station (ECRI) | Philips Healthcare (ECRI) | 866424 | PIC iX | Philips Healthcare (ECRI) | US433I0105 | Active | NDH
ND01058 | Monitors, Display | Monitors, Video (ECRI) | Philips Healthcare (ECRI) | 764965-006 | HP t310 All-in-One | Philips Healthcare (ECRI) | 2TF736003V | Active | NDH
ND01060 | Lift, Patient Transfer | Lifts, Patient Transfer (ECRI) | Arjo Inc (ECRI) | Maxi Move | Maxi Move | Arjo Inc (ECRI) | 300183264 | Active | NDH
ND01061 | Infusion Pump | Infusion Pumps (ECRI) | Baxter Healthcare Corp (ECRI) | 3570009 | Spectrum IQ | Baxter Healthcare Corp (ECRI) | 3619953 | Active | NDH
ND01062 | Infusion Pump | Infusion Pumps (ECRI) | Baxter Healthcare Corp (ECRI) | 3570009 | Spectrum IQ | Baxter Healthcare Corp (ECRI) | 3617829 | Active | NDH
ND01063 | Flowmeter, Oxygen | Flowmeters, Oxygen (ECRI) | GE Datex-Ohmeda Inc (ECRI) | Not Available | Not Available | GE Datex-Ohmeda Inc (ECRI) | J12322 | Active | NDH
ND01064 | Regulator, Suction | Regulators, Suction (ECRI) | GE Datex-Ohmeda Inc (ECRI) | Not Available | Not Available | GE Datex-Ohmeda Inc (ECRI) | GFHJ05003 | Active | NDH
ND01065 | Sphygmomanometer | Sphygmomanometers (ECRI) | Welch Allyn Inc (ECRI) | Tycos | Tycos | Welch Allyn Inc (ECRI) | 050926224651 | Active | NDH
ND01066 | Infusion Pump | Infusion Pumps (ECRI) | Baxter Healthcare Corp (ECRI) | 3570009 | Spectrum IQ | Baxter Healthcare Corp (ECRI) | 3610218 | Active | NDH
ND01067 | FLOWMETER | Regulators, Suction (ECRI) | GE Datex-Ohmeda Inc (ECRI) | Not Available | Not Available | GE Datex-Ohmeda Inc (ECRI) | NOT AVAILABLE | Active | NDH
ND01068 | Regulator, Suction | Regulators, Suction (ECRI) | Ohio Medical Corp (ECRI) | 1251 | 1251 | GE Datex-Ohmeda Inc (ECRI) | BDKJ00905 | Active | NDH
ND01069 | Flowmeter, Oxygen | Flowmeters, Oxygen (ECRI) | Amvex (ECRI) | T15UO | T15UO | Amvex (ECRI) | NOT AVAILABLE | Active | NDH
ND01070 | Sphygmomanometer | Sphygmomanometers (ECRI) | Welch Allyn Inc (ECRI) | Tycos | Tycos | Welch Allyn Inc (ECRI) | 080804115745 | Active | NDH
ND01071 | Regulator, Suction | Regulators, Suction (ECRI) | Ohio Medical Corp (ECRI) | 1251 | 1251 | GE Datex-Ohmeda Inc (ECRI) | GFFJ16636 | Active | NDH
ND01072 | Flowmeter, Oxygen | Flowmeters, Oxygen (ECRI) | GE Datex-Ohmeda Inc (ECRI) | 8MFA | 8MFA | GE Datex-Ohmeda Inc (ECRI) | Not Available | Active | NDH
ND01073 | Infusion Pump | Infusion Pumps (ECRI) | Baxter Healthcare Corp (ECRI) | 3570009 | Spectrum IQ | Baxter Healthcare Corp (ECRI) | 3637892 | Active | NDH
ND01074 | Infusion Pump | Infusion Pumps (ECRI) | Baxter Healthcare Corp (ECRI) | 3570009 | Spectrum IQ | Baxter Healthcare Corp (ECRI) | 3619006 | Active | NDH
ND01075 | Suction Regulator | Regulators, Suction (ECRI) | GE Datex-Ohmeda Inc (ECRI) | Not Available | Not Available | GE Datex-Ohmeda Inc (ECRI) | BDKJ00903 | Active | NDH
ND01076 | Flowmeter O2 | Flowmeters, Oxygen (ECRI) | Precision Medical Inc (ECRI) | 8MFA | 8MfA | Precision Medical Inc (ECRI) | Not Available | Active | NDH
ND01077 | Flowmeter O2 | Flowmeters, Oxygen (ECRI) | Precision Medical Inc (ECRI) | 8MFA | 8MFA | Precision Medical Inc (ECRI) | Not Available | Active | NDH
ND01078 | Infusion Pump | Infusion Pumps (ECRI) | Baxter Healthcare Corp (ECRI) | 3570009 | Spectrum IQ | Baxter Healthcare Corp (ECRI) | 3616636 | Active | NDH
ND01079 | Infusion Pump | Infusion Pumps (ECRI) | Baxter Healthcare Corp (ECRI) | 3570009 | Spectrum IQ | Baxter Healthcare Corp (ECRI) | 3616286 | Active | NDH
ND01080 | Infusion Pump | Infusion Pumps (ECRI) | Baxter Healthcare Corp (ECRI) | 3570009 | Spectrum IQ | Baxter Healthcare Corp (ECRI) | 3629655 | Active | NDH
ND01081 | Flowmeter, Oxygen | Flowmeters, Oxygen (ECRI) | Amvex (ECRI) | T15UO | T15UO | Amvex (ECRI) | Not Available | Active | NDH
ND01084 | Sphygmomanometer | Sphygmomanometers (ECRI) | Welch Allyn Inc (ECRI) | Tycos | Tycos | Welch Allyn Inc (ECRI) | 061019075710 | Active | NDH
ND01085 | Infusion Pump | Infusion Pumps (ECRI) | Baxter Healthcare Corp (ECRI) | 3570009 | Spectrum IQ | Baxter Healthcare Corp (ECRI) | 3638326 | Active | NDH
ND01088 | Exerciser, Treadmill | Exercisers, Treadmills (ECRI) | Landice Inc (ECRI) | L7 | L7 | Landice Inc (ECRI) | L7-54226 | Active | NDH
ND01090 | Ultrasound Therapy System | Ultrasound Therapy Systems, Physical Therapy (ECRI) | Richmar (ECRI) | TM3C | TM3C | Richmar (ECRI) | 0627002692 | Active | NDH
ND01091 | Table, Examination/Treatment | Tables, Examination/Treatment (ECRI) | MedSurface (ECRI) | 32089 | Hi-Lo Table | MedSurface (ECRI) | 036088 | Active | NDH
ND01092 | Sphygmomanometer | Sphygmomanometers (ECRI) | Welch Allyn Inc (ECRI) | Tycos | Tycos | Welch Allyn Inc (ECRI) | 190214102575 | Active | NDH
ND01093 | PCA Infusion Pump | Infusion Pumps, Analgesic, Patient-Controlled, Ambulatory (ECRI) | Smiths Medical (ECRI) | 2120 | CADD-Solis VIP | Smiths Medical (ECRI) | 1206191 | Active | NDH
ND01094 | PCA Infusion Pump | Infusion Pumps, Analgesic, Patient-Controlled, Ambulatory (ECRI) | Smiths Medical (ECRI) | 2120 | CADD-Solis VIP | Smiths Medical (ECRI) | 1207218 | Active | NDH
ND01095 | PCA Infusion Pump | Infusion Pumps, Analgesic, Patient-Controlled, Ambulatory (ECRI) | Smiths Medical (ECRI) | 2120 | CADD-Solis VIP | Smiths Medical (ECRI) | 1208980 | Active | NDH
ND01096 | PCA Infusion Pump | Infusion Pumps, Analgesic, Patient-Controlled, Ambulatory (ECRI) | Smiths Medical (ECRI) | 2120 | CADD-Solis VIP | Smiths Medical (ECRI) | 1208983 | Active | NDH
ND01097 | Scanner, Patient Wrist Band | Scanners, Bar-Code (ECRI) | Welch Allyn Inc (ECRI) | 7000-916HS | 7000-916HS | Welch Allyn Inc (ECRI) | Not Available | Active | NDH
ND01098 | Monitor, Vital Signs | Monitors, Vital Signs (ECRI) | Welch Allyn Inc (ECRI) | 65NTXX | Connex 6000 Series | Welch Allyn Inc (ECRI) | 100044011718 | Active | NDH
ND01099 | Infusion Pump | Infusion Pumps (ECRI) | Baxter Healthcare Corp (ECRI) | 3570009 | Spectrum IQ | Baxter Healthcare Corp (ECRI) | 3617387 | Active | NDH
ND01100 | Table, Imaging, Ultrasound | Tables, Imaging, Ultrasound (ECRI) | LINAK | CB16007-01 | CB16007-01 | LINAK | Not Available | Active | NDH
ND01101 | Warmer, Gel | Warmers, Gel (ECRI) | Parker Laboratories Inc (ECRI) | 83-03 | Thermasonic | Parker Laboratories Inc (ECRI) | Not Available | Active | NDH
ND01103 | Probe, Bladder Scan | Probes, Bladder Scan (ECRI) | Verathon Inc (ECRI) | 0570-0413 | 0570-0413 | Verathon Inc (ECRI) | PT002185 | Active | NDH
ND01104 | Scanning System, Bladder | Scanning Systems, Bladder (ECRI) | Verathon Inc (ECRI) | i10 (0570-0412) | BladderScan i10 | Verathon Inc (ECRI) | CT240030 | Active | NDH
ND01105 | Infusion Pump | Infusion Pumps (ECRI) | Baxter Healthcare Corp (ECRI) | 3570009 | Spectrum IQ | Baxter Healthcare Corp (ECRI) | 3617922 | Active | NDH
ND01106 | Infusion Pump | Infusion Pumps (ECRI) | Baxter Healthcare Corp (ECRI) | 3570009 | Spectrum IQ | Baxter Healthcare Corp (ECRI) | 3588859 | Active | NDH
ND01107 | PCA Infusion Pump | Infusion Pumps, Analgesic, Patient-Controlled, Ambulatory (ECRI) | Smiths Medical (ECRI) | 2120 | CADD-Solis VIP | Smiths Medical (ECRI) | 1177849 | Active | NDH
ND01108 | PCA Infusion Pump | Infusion Pumps, Analgesic, Patient-Controlled, Ambulatory (ECRI) | Smiths Medical (ECRI) | 2120 | CADD-Solis VIP | Smiths Medical (ECRI) | 1206189 | Active | NDH
ND01109 | Infusion Pump | Infusion Pumps (ECRI) | Baxter Healthcare Corp (ECRI) | 3570009 | Spectrum IQ | Baxter Healthcare Corp (ECRI) | 3589507 | Active | NDH
ND01110 | Regulator, Suction | Regulators, Suction (ECRI) | Allied Healthcare Inc (ECRI) | 22-15-1106 | Vacutron | Allied Healthcare Inc (ECRI) | Not Available | Active | NDH
ND01111 | Flowmeter O2 | Flowmeters, Oxygen (ECRI) | Precision Medical Inc (ECRI) | 8MFA | 8FMA | Precision Medical Inc (ECRI) | Not Available | Active | NDH
ND01112 | Flowmeter, Oxygen | Flowmeters, Oxygen (ECRI) | Precision Medical Inc (ECRI) | Not Available | Not Available | Precision Medical Inc (ECRI) | Not Available | Active | NDH
ND01113 | Infusion Pump | Infusion Pumps (ECRI) | Baxter Healthcare Corp (ECRI) | 3570009 | Spectrum IQ | Baxter Healthcare Corp (ECRI) | 3620440 | Active | NDH
ND01114 | Infusion Pump | Infusion Pumps (ECRI) | Baxter Healthcare Corp (ECRI) | 3570009 | Spectrum IQ | Baxter Healthcare Corp (ECRI) | 3614293 | Active | NDH
ND01115 | Infusion Pump | Infusion Pumps (ECRI) | Baxter Healthcare Corp (ECRI) | 3570009 | Spectrum IQ | Baxter Healthcare Corp (ECRI) | 3619170 | Active | NDH
ND01116 | Infusion Pump | Infusion Pumps (ECRI) | Baxter Healthcare Corp (ECRI) | 3570009 | Spectrum IQ | Baxter Healthcare Corp (ECRI) | 3616987 | Active | NDH
ND01117 | Infusion Pump | Infusion Pumps (ECRI) | Baxter Healthcare Corp (ECRI) | 3570009 | Spectrum IQ | Baxter Healthcare Corp (ECRI) | 3615604 | Active | NDH
ND01118 | Sphygmomanometer | Sphygmomanometers (ECRI) | Welch Allyn Inc (ECRI) | Tycos | Tycos | Welch Allyn Inc (ECRI) | 051230072043 | Active | NDH
ND01119 | Infusion Pump | Infusion Pumps (ECRI) | Baxter Healthcare Corp (ECRI) | 3570009 | Spectrum IQ | Baxter Healthcare Corp (ECRI) | 3618312 | Active | NDH
ND01120 | Suction Regulator | Regulators, Suction (ECRI) | GE Datex-Ohmeda Inc (ECRI) | Not Available | Not Available | GE Datex-Ohmeda Inc (ECRI) | BDKJ00899 | Active | NDH
ND01121 | Flowmeter, Oxygen | Flowmeters, Oxygen (ECRI) | Precision Medical Inc (ECRI) | Not Available | Not Available | Precision Medical Inc (ECRI) | Not Available | Active | NDH
ND01122 | Flowmeter, Oxygen | Flowmeters, Oxygen (ECRI) | Precision Medical Inc (ECRI) | Not Available | Not Available | Precision Medical Inc (ECRI) | Not Available | Active | NDH
ND01123 | Suction Regulator | Regulators, Suction (ECRI) | GE Datex-Ohmeda Inc (ECRI) | Not Available | Not Available | GE Datex-Ohmeda Inc (ECRI) | SDKJ00904 | Active | NDH
ND01124 | OXYGEN REGULATOR | Flowmeters, Oxygen (ECRI) | Precision Medical Inc (ECRI) | 8MFA | 8MFA | Precision Medical Inc (ECRI) | Not Available | Active | NDH
ND01125 | Infusion Pump | Infusion Pumps (ECRI) | Baxter Healthcare Corp (ECRI) | 3570009 | Spectrum IQ | Baxter Healthcare Corp (ECRI) | 3620007 | Active | NDH
ND01126 | Infusion Pump | Infusion Pumps (ECRI) | Baxter Healthcare Corp (ECRI) | 3570009 | Spectrum IQ | Baxter Healthcare Corp (ECRI) | 3620302 | Active | NDH
ND01127 | PCA Infusion Pump | Infusion Pumps, Analgesic, Patient-Controlled, Ambulatory (ECRI) | Smiths Medical (ECRI) | 2120 | CADD-Solis VIP | Smiths Medical (ECRI) | 1208977 | Active | NDH
ND01128 | PCA Infusion Pump | Infusion Pumps, Analgesic, Patient-Controlled, Ambulatory (ECRI) | Smiths Medical (ECRI) | 2120 | CADD-Solis VIP | Smiths Medical (ECRI) | 1195509 | Active | NDH
ND01129 | Scanning System, Bladder | Scanning Systems, Bladder (ECRI) | Verathon Inc (ECRI) | i10 (0570-0412) | BladderScan i10 | Verathon Inc (ECRI) | CT240039 | Active | NDH
ND01132 | Disinfector, Ultrasound Probe | Disinfectors, Ultrasound Probes (ECRI) | Nanosonics (ECRI) | N05000-1 | trophon2 | Nanosonics (ECRI) | 385047-004 | Active | NDH
ND01133 | Vascular Doppler | Plethysmographs, Lower/Upper Limb, Segmental (ECRI) | Parks Medical (ECRI) | FLO-LAB 2100-SX | FLO-LAB 2100-SX | Parks Medical (ECRI) | 2100-000002285 | Active | NDH
ND01134 | PCA Infusion Pump | Infusion Pumps, Analgesic, Patient-Controlled, Ambulatory (ECRI) | Smiths Medical (ECRI) | 2120 | CADD-Solis VIP | Smiths Medical (ECRI) | 1177841 | Active | NDH
ND01135 | Infusion Pump | Infusion Pumps (ECRI) | Baxter Healthcare Corp (ECRI) | 3570009 | Spectrum IQ | Baxter Healthcare Corp (ECRI) | 3618556 | Active | NDH
ND01137 | Pulse Oximeter Simulator | Test, Equipment (ECRI) | Pronk Technologies Inc (ECRI) | OxSim Ox-1 | OxSim Ox-1 | Pronk Technologies Inc (ECRI) | OX10837 | Active | NDH
ND01138 | NOVII Simulator | Test, Equipment (ECRI) | GE Healthcare (ECRI) | 5697101 | NOVII Simulator | GE Healthcare (ECRI) | SB0057 | Active | NDH
ND01139 | Electrical Multimeter | Test, Equipment (ECRI) | Fluke Biomedical (ECRI) | 179 | 179 True-RMS | Fluke Biomedical (ECRI) | 38270155 | Active | NDH
ND01140 | ECG Tester | Test, Equipment (ECRI) | Pronk Technologies Inc (ECRI) | SC-5 | SimCube | Pronk Technologies Inc (ECRI) | 12048 | Active | NDH
ND01141 | Electrical Safety | Test, Equipment (ECRI) | Pronk Technologies Inc (ECRI) | ST-1-M | Safe-T Sim | Pronk Technologies Inc (ECRI) | 3205 | Active | NDH
ND01142 | Infusion Pump | Infusion Pumps (ECRI) | Baxter Healthcare Corp (ECRI) | 3570009 | Spectrum IQ | Baxter Healthcare Corp (ECRI) | 3617976 | Active | NDH
ND01143 | Infusion Pump | Infusion Pumps (ECRI) | Baxter Healthcare Corp (ECRI) | 3570009 | Spectrum IQ | Baxter Healthcare Corp (ECRI) | 3619401 | Active | NDH
ND01144 | PCA Infusion Pump | Infusion Pumps, Analgesic, Patient-Controlled, Ambulatory (ECRI) | Smiths Medical (ECRI) | 6500 | CADD-Legacy PLUS | Smiths Medical (ECRI) | 411352 | Active | NDH
ND01145 | PCA Infusion Pump | Infusion Pumps, Analgesic, Patient-Controlled, Ambulatory (ECRI) | Smiths Medical (ECRI) | 6500 | CADD-Legacy PLUS | Smiths Medical (ECRI) | 411356 | Active | NDH
ND01146 | PCA Infusion Pump | Infusion Pumps, Analgesic, Patient-Controlled, Ambulatory (ECRI) | Smiths Medical (ECRI) | 6500 | CADD-Legacy PLUS | Smiths Medical (ECRI) | 411353 | Active | NDH
ND01147 | PCA Infusion Pump | Infusion Pumps, Analgesic, Patient-Controlled, Ambulatory (ECRI) | Smiths Medical (ECRI) | 6500 | CADD-Legacy PLUS | Smiths Medical (ECRI) | 411355 | Active | NDH
ND01148 | RFID Tag Reader | Readers, Radiofrequency Identification Tags (ECRI) | Lantheus Medical Imaging (ECRI | VMIX2 | VialMix RFID | Lantheus Medical Imaging (ECRI | 2233201477 | Active | NDH
ND01149 | Regulator, Suction | Regulators, Suction (ECRI) | GE Datex-Ohmeda Inc (ECRI) | 6-1251 | 6-1251 | GE Datex-Ohmeda Inc (ECRI) | GFFL07946 | Active | NDH
ND01150 | Flowmeter, Oxygen | Flowmeters, Oxygen (ECRI) | Amvex (ECRI) | T15UO | T15UO | Amvex (ECRI) | NOT AVAILABLE | Active | NDH
ND01151 | Regulator, Suction | Regulators, Suction (ECRI) | Ohio Medical Corp (ECRI) | 1251 | 1251 | GE Datex-Ohmeda Inc (ECRI) | GFFJL4213 | Active | NDH
ND01152 | Foot Switch | Footswitches (ECRI) | Not Available | Not Available | Not Available | Not Available | Not Available | Active | NDH
ND01153 | Table, Examination/Treatment | Tables, Examination/Treatment, Adjustable, Orthopedic, Traction (ECRI) | DJO Global Inc (ECRI) | TRT 200 | TRT 200 | Chattanoga, DJO LLC (ECRI) | 8585 | Active | NDH
ND01154 | Exerciser, Elliptical | Exercisers, Elliptical (ECRI) | Precor Inc (ECRI) | EFX 546i | EFX 546i | Precor Inc (ECRI) | Not Available | Active | NDH
ND01155 | Printer, Label | Printers, Label (ECRI) | Nanosonics (ECRI) | DT2205 | DT2205 | Nanosonics (ECRI) | D3921110340 | Active | NDH
ND01156 | Warmer, Gel | Warmers, Gel (ECRI) | Parker Laboratories Inc (ECRI) | 83-03 | Thermasonic | Parker Laboratories Inc (ECRI) | 166505CD11 | Active | NDH
ND01157 | Uninterruptible Power Supply | Power Systems, Uninterruptible (ECRI) | APC by Schneider (ECRI) | SCL500RM1UC | Smart-UPS 500 | APC by Schneider (ECRI) | S5S2244T01101 | Active | NDH
ND01158 | Patient Info Center iX | Monitors, Central Station (ECRI) | Philips Healthcare (ECRI) | 866424 | PIC iX | Philips Healthcare (ECRI) | US433I0106 | Active | NDH
ND01159 | Monitor, Display | Monitors, Video (ECRI) | Diva Laboratories (ECRI) | RGD2461AMI | RGD2461AMI | Diva Laboratories (ECRI) | D0122510G2365 | Active | NDH
ND01160 | Footswitch | Footswitches (ECRI) | GE Healthcare (ECRI) | ASM | ASM | GE Healthcare (ECRI) | 217911 | Active | NDH
ND01163 | Ultrasound Therapy System | Ultrasound Therapy Systems, Physical Therapy (ECRI) | DJO Global Inc (ECRI) | 2760 | Intelect Legend XT | CHATTANOOGA CORPORATION | T17592 | Active | NDH
ND01165 | Recumbent Cross Trainer | Exercisers, Stair/Stepper (ECRI) | NuStep LLC (ECRI) | T4 | NuStep T4 | NuStep LLC (ECRI) | T4469343 | Active | NDH
ND01166 | Table, Examination/Treatment | Tables, Examination/Treatment, Adjustable, Orthopedic, Traction (ECRI) | DJO Global Inc (ECRI) | TRT 200 | TRT 200 | Chattanoga, DJO LLC (ECRI) | 8586 | Active | NDH
ND01168 | Ventilator | Ventilators, Transport (ECRI) | Vyaire Medical Inc (ECRI) | LTV1200 | LTV1200 | Vyaire Medical Inc (ECRI) | E02453 | Active | NDH
ND01169 | Neutralizing Station | Neutralizing Stations (ECRI) | AirClean Systems Inc (ECRI) | ACDS03 | ACDS03 | AirClean Systems Inc (ECRI) | ACDS03-945 | Active | NDH
ND01170 | Regulator, Suction | Regulators, Suction (ECRI) | Ohio Medical Corp (ECRI) | 1251 | 1251 | GE Datex-Ohmeda Inc (ECRI) | GFFG16520 | Active | NDH
ND01171 | Sphygmomanometer | Sphygmomanometers (ECRI) | Welch Allyn Inc (ECRI) | Tycos | Tycos | Welch Allyn Inc (ECRI) | 050909085149 | Active | NDH
ND01172 | Regulator, Suction | Regulators, Suction (ECRI) | Genstar Technologies Inc (ECRI | 881VR-300-OH-D | GENTEC | Genstar Technologies Inc (ECRI | 61K211101550427 | Active | NDH
ND01173 | Flowmeter, Medical Air | Flowmeters, Medical Air (ECRI) | Amvex (ECRI) | T15UA | T15UA | Amvex (ECRI) | Not Available | Active | NDH
ND01174 | Flowmeter, Medical Air | Flowmeters, Medical Air (ECRI) | Amvex (ECRI) | T15UA | T15UA | Amvex (ECRI) | Not Available | Active | NDH
ND01175 | Flowmeter, Oxygen | Flowmeters, Oxygen (ECRI) | Amvex (ECRI) | T15UO | T15UO | Amvex (ECRI) | Not Available | Active | NDH
ND01176 | Regulator, Suction | Regulators, Suction (ECRI) | Ohio Medical Corp (ECRI) | 1251 | 1251 | GE Datex-Ohmeda Inc (ECRI) | GFFG22608 | Active | NDH
ND01177 | Regulator, Suction | Regulators, Suction (ECRI) | Ohio Medical Corp (ECRI) | 1251 | 1251 | GE Datex-Ohmeda Inc (ECRI) | GFFJL42L8 | Active | NDH
ND01178 | Regulator, Suction | Regulators, Suction (ECRI) | Ohio Medical Corp (ECRI) | PISA | PISA | Ohio Medical Corp (ECRI) | PSAZ03188 | Active | NDH
ND01179 | Flowmeter, Oxygen | Flowmeters, Oxygen (ECRI) | Amvex (ECRI) | T15UO | T15UO | Amvex (ECRI) | FMA018552LN | Active | NDH
ND01180 | Flowmeter, Oxygen | Flowmeters, Oxygen (ECRI) | Amvex (ECRI) | T15UO | T15UO | Amvex (ECRI) | FMA018557LN | Active | NDH
ND01181 | TEE Probe Leakage Tester | Test, Equipment (ECRI) | Siemens Healthcare (ECRI) | 10031605 | Dale 800B | Siemens Healthcare (ECRI) | 12346 | Active | NDH
ND01182 | Foot switch | Footswitches (ECRI) | Not Available | Not Available | Not Available | Not Available | NOT AVAILABLE | Active | NDH
ND01183 | Table, Examination/Treatment | Tables, Examination/Treatment (ECRI) | MedSurface (ECRI) | 32089 | Hi-Lo Table | MedSurface (ECRI) | 036080 | Active | NDH
ND01184 | Exercisers, Bicycle | Exercisers, Bicycle (ECRI) | Star Trac Health & Fitness Inc | 9-4800-GUSAP0 | 9-4800-GUSAP0 | Star Trac Health & Fitness Inc | UB1807 | Active | NDH
ND01186 | Exerciser, Bicycle | Exercisers, Bicycle (ECRI) | Spirit Fitness (ECRI) | XR898 | XR898 | Spirit Fitness (ECRI) | 8001441406000148 | Active | NDH
ND01187 | Table, Examination/Treatment | Tables, Examination/Treatment (ECRI) | SEERS Medical (ECRI) | TC1-S4NA-4IP54 | TC1-S4NA-4IP54 | SEERS Medical (ECRI) | 201608140226 | Active | NDH
ND01188 | Disinfector, Ultrasound Probe | Disinfectors, Ultrasound Probes (ECRI) | Nanosonics (ECRI) | N05000-1 | trophon2 | Nanosonics (ECRI) | 385047-005 | Active | NDH
ND01189 | Table, Imaging, Ultrasound | Tables, Imaging, Ultrasound (ECRI) | Oakworks Inc (ECRI) | USG3 | USG3 | Oakworks Inc (ECRI) | USW534316 | Active | NDH
ND01190 | Suction Regulators | Regulators, Suction (ECRI) | GE Datex-Ohmeda Inc (ECRI) | Not Available | Not Available | GE Datex-Ohmeda Inc (ECRI) | GFFJ14215 | Active | NDH
ND01191 | Flowmeter, Oxygen | Flowmeters, Oxygen (ECRI) | GE Datex-Ohmeda Inc (ECRI) | Not Available | Not Available | GE Datex-Ohmeda Inc (ECRI) | J12345 | Active | NDH
ND01192 | Dynamometer | Dynamometers (ECRI) | IOPI Medical LLC (ECRI) | 2.2 | IOPI Measurement Sys | IOPI Medical LLC (ECRI) | 220055 | Active | NDH
ND01193 | Pressure Meters, Digital | Pressure Meters, Digital (ECRI) | E2 Scientific Corp (ECRI) | U033-003 | TOUNGEOMETER | E2 Scientific Corp (ECRI) | 2000294 | Active | NDH
ND01194 | Table, Examination/Treatment | Tables, Examination/Treatment (ECRI) | Hill Laboratories Co (ECRI) | HA90M | HA90M | Hill Laboratories Co (ECRI) | 131024 | Active | NDH
ND01195 | Not Available | Not Available | Not Available | Not Available | Not Available | Not Available | Not Available | Active | NDH
ND01196 | Ultrasound Therapy System | Ultrasound Therapy Systems, Physical Therapy (ECRI) | Chattanoga, DJO LLC (ECRI) | 2782 | Intelect Transport | Chattanoga, DJO LLC (ECRI) | 4660 | Active | NDH
ND01197 | NOT AVAILABLE | Not Available | Not Available | Not Available | Not Available | Not Available | Not Available | Active | NDH
ND01198 | Not Available | Not Available | Not Available | Not Available | Not Available | Not Available | Not Available | Active | NDH
ND01199 | Sphygmomanometer, Electronic | Sphygmomanometers, Electronic, Automatic, Oscillometric (ECRI) | Omron Healthcare Inc (ECRI) | HEM-907XL | IntelliSense | Omron Healthcare Inc (ECRI) | 201911019146V | Active | NDH
ND01200 | Oximeters, Pulse | Oximeters, Pulse (ECRI) | Nonin Medical Inc (ECRI) | 2500 | 2500 | Nonin Medical Inc (ECRI) | Not Available | Active | NDH
ND01202 | Flowmeter O2 | Flowmeters, Oxygen (ECRI) | Precision Medical Inc (ECRI) | Not Available | Not Available | Precision Medical Inc (ECRI) | Not Available | Active | NDH
ND01203 | Regulator, Suction | Regulators, Suction (ECRI) | Ohio Medical Corp (ECRI) | 1251 | 1251 | Ohio Medical Corp (ECRI) | JGGU22609 | Active | NDH
ND01204 | Flowmeter, Oxygen | Flowmeters, Oxygen (ECRI) | GE Datex-Ohmeda Inc (ECRI) | 8MFA | 8MFA | GE Datex-Ohmeda Inc (ECRI) | Not Available | Active | NDH
ND01205 | Flowmeter, Oxygen | Flowmeters, Oxygen (ECRI) | GE Datex-Ohmeda Inc (ECRI) | Not Available | Not Available | GE Datex-Ohmeda Inc (ECRI) | N/A | Active | NDH
ND01206 | Uninterruptible Power Supply | Power Systems, Uninterruptible (ECRI) | APC by Schneider (ECRI) | SCL500RM1U | Smart-UPS 500 | APC by Schneider (ECRI) | 5S2240T76456 | Active | NDH
ND01207 | Infusion Pump | Infusion Pumps (ECRI) | Baxter Healthcare Corp (ECRI) | 3570009 | Spectrum IQ | Baxter Healthcare Corp (ECRI) | 3612877 | Active | NDH
ND01208 | Table, Examination/Treatment | Tables, Examination/Treatment (ECRI) | Hill Laboratories Co (ECRI) | Hill Adjustable | Hill Adjustable | Hill Laboratories Co (ECRI) | HA051524 | Active | NDH
ND01209 | Patient Info Center iX | Monitors, Central Station (ECRI) | Philips Healthcare (ECRI) | 866424 | PIC iX | Philips Healthcare (ECRI) | US433I0113 | Active | NDH
ND01210 | Monitor, Display | Monitors, Video (ECRI) | NEC Corp US (ECRI) | V323-2 | MultiSync | NEC Corp US (ECRI) | 68007591NA | Active | NDH
ND01211 | Stress Exercise, Cardiac | Stress Exercise, Cardiac (ECRI) | GE Healthcare (ECRI) | CASE V6.7 | CASE V6.7 | GE Healthcare (ECRI) | SHS12090624SA | Active | NDH
ND01212 | Exerciser, Treadmill | Exercisers, Treadmills (ECRI) | GE Healthcare (ECRI) | T2100 | T2100 | GE Healthcare (ECRI) | SBC12099164SA | Active | NDH
ND01214 | Exerciser, Parallel Bars | Exercisers, Parallel Bars (ECRI) | Performance Health (ECRI) | 1412 | 1412 | Midland Mfg Co Inc | 2508026D | Active | NDH
ND01215 | Table, Examination/Treatment | Tables, Examination/Treatment (ECRI) | Hausmann Industries Inc (ECRI) | 4375 | 4375 | Hausmann Industries Inc (ECRI) | T4467-6 | Active | NDH
ND01216 | Footswitch | Footswitches (ECRI) | Not Available | Not Available | Not Available | Not Available | Not Available | Active | NDH
ND01217 | Stimulator, Electrical | Stimulators, Electrical (ECRI) | Chattanoga, DJO LLC (ECRI) | VITAL STIM | VITAL STIM | Chattanoga, DJO LLC (ECRI) | Not Available | Active | NDH
ND01218 | Warmer, Gel | Warmers, Gel (ECRI) | Parker Laboratories Inc (ECRI) | 83-03 | Thermasonic | Parker Laboratories Inc (ECRI) | 168505CD11 | Active | NDH
ND01222 | Regulator, Suction | Regulators, Suction (ECRI) | Ohio Medical Corp (ECRI) | 1251 | 1251 | GE Datex-Ohmeda Inc (ECRI) | GFFL07944 | Active | NDH
ND01223 | Flowmeter, Oxygen | Flowmeters, Oxygen (ECRI) | GE Datex-Ohmeda Inc (ECRI) | 1MFA | 1MFA | GE Datex-Ohmeda Inc (ECRI) | J12315 | Active | NDH
ND01230 | Stimulator, Electrical | Stimulators, Electrical (ECRI) | Compass Health Brands (ECRI) | TWIN STIM IV | InTENsity | Compass Health Brands (ECRI) | SZ180401114 | Active | NDH
ND01231 | Stimulator, Neuromuscular | Stimulators, Electrical (ECRI) | DJO Global Inc (ECRI) | Focus | Focus | EMPI | 7553062 | Active | NDH
ND01232 | Stimulator, Neuromuscular | Stimulators, Electrical (ECRI) | DJO Global Inc (ECRI) | Focus | Focus | EMPI | 7513309 | Active | NDH
ND01233 | Stimulator, Neuromuscular | Stimulators, Electrical (ECRI) | DJO Global Inc (ECRI) | Epix XL | Epix XL | EMPI | 7097409 | Active | NDH
ND01235 | Electrocardiograph | Electrocardiographs, Multichannel (ECRI) | GE Healthcare (ECRI) | MAC 5500 | MAC 5500 | GE Healthcare (ECRI) | SCD07309223PR | Active | NDH
ND01236 | Chair, Mammography | Chairs, Mammography (ECRI) | Akrus GmbH & Co KG (ECRI) | AK 5010 MBS | AK 5010 MBS | Akrus GmbH & Co KG (ECRI) | 101846 | Active | NDH
ND01237 | OXYGEN REGULATOR | Flowmeters, Oxygen (ECRI) | Western Medical Inc (ECRI) | NOT AVAILABLE | Not Available | Western Medical Inc (ECRI) | Not Available | Active | NDH
ND01238 | Regulator, Suction | Regulators, Suction (ECRI) | GE Datex-Ohmeda Inc (ECRI) | 6-1251 | 6-1251 | Ohio Medical Corp (ECRI) | GFFL07945 | Active | NDH
ND01239 | Footswitch | Footswitches (ECRI) | Parker Medical Inc (ECRI) | PXP-EA100 | PXP-EA100 | Parker Medical Inc (ECRI) | 12000516 | Active | NDH
ND01240 | Biopsy Unit, Vacuum Assisted | Biopsy Units, Vacuum Assisted (ECRI) | Hologic Inc (ECRI) | ATEC Sapphire | ATEC Sapphire | Hologic Inc (ECRI) | 201865 | Active | NDH
ND01242 | Flowmeter, Oxygen | Flowmeters, Oxygen (ECRI) | Amvex (ECRI) | T15UO | T15UO | Amvex (ECRI) | NOT AVAILABLE | Active | NDH
ND01243 | Flowmeter, Oxygen | Flowmeters, Oxygen (ECRI) | Amvex (ECRI) | T15UO | T15UO | Amvex (ECRI) | NOT AVAILABLE | Active | NDH
ND01244 | Infusion Pump | Infusion Pumps (ECRI) | Baxter Healthcare Corp (ECRI) | 3570009 | Spectrum IQ | Baxter Healthcare Corp (ECRI) | 3617671 | Active | NDH
ND01245 | Footswitch | Footswitches (ECRI) | Not Available | Not Available | Not Available | Not Available | J12342 | Active | NDH
ND01246 | Warmer, Gel | Warmers, Gel (ECRI) | Parker Laboratories Inc (ECRI) | 83-03 | Thermasonic | Parker Laboratories Inc (ECRI) | 059512BD11 | Active | NDH
ND01247 | Sphygmomanometer | Sphygmomanometers (ECRI) | Welch Allyn Inc (ECRI) | Tycos | Tycos | Welch Allyn Inc (ECRI) | 181029094965 | Active | NDH
ND01248 | Hand Remote | Hand/Remote Control (ECRI) | Mobility Research (ECRI) | GaitKeeper Mini | GaitKeeper Mini |  | Not Available | Active | NDH
ND01249 | Exerciser, Treadmill | Exercisers, Treadmills (ECRI) | Mobility Research (ECRI) | GK2000T | GK2000T | Mobility Research (ECRI) | GKMINIMR21A-F013 | Active | NDH
ND01250 | Hand/Remote Control | Hand/Remote Control (ECRI) | Mobility Research (ECRI) | Not Available | Not Available | Mobility Research (ECRI) | Not Available | Active | NDH
ND01251 | Lift, Patient | Lifts, Patient Transfer (ECRI) | Mobility Research (ECRI) | LG 500X | LG 500X | Mobility Research (ECRI) | Not Available | Active | NDH
ND01252 | Dry Heat Therapy | Dry Heat Therapy | Thermo-Electric Co (ECRI) | TT-201 | Thermo-Therapy | Thermo-Electric Co (ECRI) | 051065 | Active | NDH
ND01254 | Exerciser, Stair/Stepper | Exercisers, Stair/Stepper (ECRI) | CYBEX International Inc (ECRI) | Kinetron II | Kinetron II | CYBEX International Inc (ECRI) | K4060759-115 | Active | NDH
ND01256 | Exerciser, Upper/Lower Cycler | Exercisers (ECRI) | SCIFIT (ECRI) | PRO1 | PRO1 | SCIFIT (ECRI) | 670-008448 | Active | NDH
ND01257 | Recumbent Cross Trainer | Exercisers, Elliptical (ECRI) | NuStep LLC (ECRI) | T4r | NuStep T4r | NuStep LLC (ECRI) | T4r528411 | Active | NDH
ND01258 | Footswitch | Footswitches (ECRI) | Not Available | Not Available | Not Available | Not Available | Not Available | Active | NDH
ND01259 | Table, Examination/Treatment | Tables, Examination/Treatment (ECRI) | Hill Laboratories Co (ECRI) | HA90M | HA90M | Hill Laboratories Co (ECRI) | 150125 | Active | NDH
ND01260 | Mobile Heating Unit | Moist Heat Therapy Pack Conditioners (ECRI) | DJO Global Inc (ECRI) | 2402 | M-2 Hydrocollator | Chattanoga, DJO LLC (ECRI) | T22755C | Active | NDH
ND01261 | Regulator, Suction | Regulators, Suction (ECRI) | Ohio Medical Corp (ECRI) | 1251 | 1251 | Ohio Medical Corp (ECRI) | JGGU22293 | Active | NDH
ND01262 | Regulator, Suction | Regulators, Suction (ECRI) | Ohio Medical Corp (ECRI) | 1251 | 1251 | Ohio Medical Corp (ECRI) | JGGU22607 | Active | NDH
ND01263 | Regulator, Suction | Regulators, Suction (ECRI) | Ohio Medical Corp (ECRI) | 1251 | 1251 | Ohio Medical Corp (ECRI) | JGGU22096 | Active | NDH
ND01264 | Regulator, Suction | Regulators, Suction (ECRI) | Genstar Technologies Inc (ECRI | 881VR-300-OH-D | GENTEC | Genstar Technologies Inc (ECRI | 61K211101550431 | Active | NDH
ND01265 | Regulator, Suction | Regulators, Suction (ECRI) | Ohio Medical Corp (ECRI) | 1251 | 1251 | Ohio Medical Corp (ECRI) | JGGU22611 | Active | NDH
ND01266 | Telemetry Transmitter | Monitors, Telemetric, Physiologic (ECRI) | Philips Healthcare (ECRI) | MX40-1C4 (865350) | IntelliVue MX40 | Philips Healthcare (ECRI) | US03569196 | Active | NDH
ND01267 | Telemetry Transmitter | Monitors, Telemetric, Physiologic (ECRI) | Philips Healthcare (ECRI) | MX40-1C4 (865350) | IntelliVue MX40 | Philips Healthcare (ECRI) | US09689150 | Active | NDH
ND01268 | Telemetry Transmitter | Monitors, Telemetric, Physiologic (ECRI) | Philips Healthcare (ECRI) | MX40-1C4 (865350) | IntelliVue MX40 | Philips Healthcare (ECRI) | US156T1321 | Active | NDH
ND01269 | Telemetry Transmitter | Monitors, Telemetric, Physiologic (ECRI) | Philips Healthcare (ECRI) | MX40-1C4 (865350) | IntelliVue MX40 | Philips Healthcare (ECRI) | US03569193 | Active | NDH
ND01270 | Telemetry Transmitter | Monitors, Telemetric, Physiologic (ECRI) | Philips Healthcare (ECRI) | MX40-1C4 (865350) | IntelliVue MX40 | Philips Healthcare (ECRI) | US09689149 | Active | NDH
ND01271 | Telemetry Transmitter | Monitors, Telemetric, Physiologic (ECRI) | Philips Healthcare (ECRI) | MX40-1C4 (865350) | IntelliVue MX40 | Philips Healthcare (ECRI) | US03569201 | Active | NDH
ND01272 | Defibrillator | Defibrillators (ECRI) | Medtronic Inc (ECRI) | LIFEPAK 20 | LIFEPAK 20 | Medtronic Inc (ECRI) | 33594401 | Active | NDH
ND01273 | EEG System | Physiologic Recording Systems (ECRI) | Compumedics USA (ECRI) | GRAEL | Grael | Compumedics USA (ECRI) | MXL5382Q0D | Active | NDH
ND01274 | EEG Headbox | Physiologic Recording Systems (ECRI) | Compumedics USA (ECRI) | 8028-0002-01 | Grael EEG Headbox | Compumedics USA (ECRI) | 163193 | Active | NDH
ND01275 | Flowmeter, Medical Air | Flowmeters, Medical Air (ECRI) | Amvex (ECRI) | T15UA | T15UA | Amvex (ECRI) | FMAA05565CP | Active | NDH
ND01276 | Flowmeter, Medical Air | Flowmeters, Medical Air (ECRI) | GE Datex-Ohmeda Inc (ECRI) | Not Available | Not Available | GE Datex-Ohmeda Inc (ECRI) | AHE J12334 | Active | NDH
ND01277 | Intermittent Compression Unit | Compression Units (ECRI) | Covidien Inc (ECRI) | 29525 | Kendall SCD 700 | Covidien Inc (ECRI) | V1211103SX | Active | NDH
ND01278 | Monitor, Display | Monitors, Video (ECRI) | Diva Laboratories (ECRI) | RGD2461AMI | RGD2461AMI | Diva Laboratories (ECRI) | D0122510G2418 | Active | NDH
ND01279 | Intermittent Compression Unit | Compression Units (ECRI) | Covidien Inc (ECRI) | 29525 | Kendall SCD 700 | Covidien Inc (ECRI) | V1213755SX | Active | NDH
ND01280 | Flowmeter, Oxygen | Flowmeters, Oxygen (ECRI) | Amvex (ECRI) | T15UO | T15UO | Amvex (ECRI) | FMA0195621N | Active | NDH
ND01281 | GS Integrated Wall System | Ophthalmoscope/Otoscopes (ECRI) | Welch Allyn Inc (ECRI) | 408282 | Green Series 777 | Welch Allyn Inc (ECRI) | Not Available | Active | NDH
ND01282 | Regulator, Suction | Regulators, Suction (ECRI) | Ohio Medical Corp (ECRI) | 1251 | 1251 | GE Datex-Ohmeda Inc (ECRI) | FMAO27799AP | Active | NDH
ND01283 | Flowmeter, Oxygen | Flowmeters, Oxygen (ECRI) | Amvex (ECRI) | T15UO | T15UO | Amvex (ECRI) | Not Available | Active | NDH
ND01284 | Regulator, Suction | Regulators, Suction (ECRI) | Ohio Medical Corp (ECRI) | 1251 | 1251 | GE Datex-Ohmeda Inc (ECRI) | GFFG16523 | Active | NDH
ND01285 | GS Integrated Wall System | Ophthalmoscope/Otoscopes (ECRI) | Welch Allyn Inc (ECRI) | 408282 | Green Series 777 | Welch Allyn Inc (ECRI) | NSN | Active | NDH
ND01286 | Sphygmomanometer | Sphygmomanometers (ECRI) | Welch Allyn Inc (ECRI) | Tycos | Tycos | Welch Allyn Inc (ECRI) | 160427075335 | Active | NDH
ND01287 | Sphygmomanometer | Sphygmomanometers (ECRI) | Welch Allyn Inc (ECRI) | Tycos | Tycos | Welch Allyn Inc (ECRI) | 050627232831 | Active | NDH
ND01288 | GS Integrated Wall System | Ophthalmoscope/Otoscope/Vital Signs Measuring Systems (ECRI) | Welch Allyn Inc (ECRI) | 767 Series | 767 Series | Welch Allyn Inc (ECRI) | Not Available | Active | NDH
ND01290 | GS Integrated Wall System | Ophthalmoscope/Otoscopes (ECRI) | Welch Allyn Inc (ECRI) | 408282 | Green Series 777 | Welch Allyn Inc (ECRI) | Not Available | Active | NDH
ND01292 | Regulator, Suction | Regulators, Suction (ECRI) | Ohio Medical Corp (ECRI) | 1251 | 1251 | GE Datex-Ohmeda Inc (ECRI) | PSAX13262 | Active | NDH
ND01293 | Flowmeter, Oxygen | Flowmeters, Oxygen (ECRI) | GE Datex-Ohmeda Inc (ECRI) | Not Available | Not Available | GE Datex-Ohmeda Inc (ECRI) | AHE J12317 | Active | NDH
ND01294 | Flowmeter, Medical Air | Flowmeters, Medical Air (ECRI) | Amvex (ECRI) | T15UA | T15UA | Amvex (ECRI) | FMAA10942KO | Active | NDH
ND01296 | Sphygmomanometer | Sphygmomanometers (ECRI) | Welch Allyn Inc (ECRI) | Tycos | Tycos | Welch Allyn Inc (ECRI) | 163325112015 | Active | NDH
ND01297 | GS Integrated Wall System | Ophthalmoscope/Otoscopes (ECRI) | Welch Allyn Inc (ECRI) | 408282 | Green Series 777 | Welch Allyn Inc (ECRI) | Not Available | Active | NDH
ND01298 | Flowmeter O2 | Flowmeters, Oxygen (ECRI) | Precision Medical Inc (ECRI) | 8MFA | 8MFA | Precision Medical Inc (ECRI) | NOT AVAILABLE | Active | NDH
ND01299 | Regulator, Suction | Regulators, Suction (ECRI) | Ohio Medical Corp (ECRI) | 1251 | 1251 | GE Datex-Ohmeda Inc (ECRI) | GFFB20300 | Active | NDH
ND01301 | Module, Multiparameter | Modules, Multiparameter (ECRI) | Philips Healthcare (ECRI) | 867036 | IntelliVue MMX | Philips Healthcare (ECRI) | DE785D3889 | Active | NDH
ND01302 | Monitor, Patient | Monitors, Patient (ECRI) | Philips Healthcare (ECRI) | MX450 (866062) | IntelliVue MX450 | Philips Healthcare (ECRI) | DE35167140 | Active | NDH
ND01303 | Module, Carbon Dioxide | Modules, Carbon Dioxide (ECRI) | Philips Healthcare (ECRI) | M3015A | Microstream CO2 | Philips Healthcare (ECRI) | DE13881656 | Active | NDH
ND01304 | Regulator, Suction | Regulators, Suction (ECRI) | Ohio Medical Corp (ECRI) | 1251 | 1251 | Ohio Medical Corp (ECRI) | JGGV14609 | Active | NDH
ND01305 | Module, Multiparameter | Modules, Multiparameter (ECRI) | Philips Healthcare (ECRI) | 867036 | IntelliVue MMX | Philips Healthcare (ECRI) | DE785D3850 | Active | NDH
ND01307 | Module, Multiparameter | Modules, Multiparameter (ECRI) | Philips Healthcare (ECRI) | 867036 | IntelliVue MMX | Philips Healthcare (ECRI) | DE785D3823 | Active | NDH
ND01308 | Sphygmomanometer | Sphygmomanometers (ECRI) | Welch Allyn Inc (ECRI) | Tycos | Tycos | Welch Allyn Inc (ECRI) | 050627233101 | Active | NDH
ND01309 | GS Integrated Wall System | Ophthalmoscope/Otoscope/Vital Signs Measuring Systems (ECRI) | Welch Allyn Inc (ECRI) | 767 Series | 767 Series | Welch Allyn Inc (ECRI) | Not Available | Active | NDH
ND01310 | Regulator, Suction | Regulators, Suction (ECRI) | Ohio Medical Corp (ECRI) | 1251 | 1251 | GE Datex-Ohmeda Inc (ECRI) | GFFJ14181 | Active | NDH
ND01311 | Flowmeter, Oxygen | Flowmeters, Oxygen (ECRI) | Amvex (ECRI) | T15UO | T15UO | Amvex (ECRI) | FMA018556LM | Active | NDH
ND01312 | Flowmeter, Oxygen | Flowmeters, Oxygen (ECRI) | Amvex (ECRI) | T15UO | T15UO | Amvex (ECRI) | FMA018555LN | Active | NDH
ND01313 | Flowmeter Air | Flowmeters, Medical Air (ECRI) | Western Medical Inc (ECRI) | Not Available | Not Available | Western Medical Inc (ECRI) | Not Available | Active | NDH
ND01315 | Sphygmomanometer | Sphygmomanometers (ECRI) | Welch Allyn Inc (ECRI) | Tycos | Tycos | Welch Allyn Inc (ECRI) | Not Available | Active | NDH
ND01316 | GS Integrated Wall System | Ophthalmoscope/Otoscope/Vital Signs Measuring Systems (ECRI) | Welch Allyn Inc (ECRI) | 767 Series | 767 Series | Welch Allyn Inc (ECRI) | Not Available | Active | NDH
ND01317 | Regulator, Suction | Regulators, Suction (ECRI) | Ohio Medical Corp (ECRI) | 1251 | 1251 | Ohio Medical Corp (ECRI) | JGGV14608 | Active | NDH
ND01318 | Flowmeter, Oxygen | Flowmeters, Oxygen (ECRI) | Amvex (ECRI) | T15UO | T15UO | Amvex (ECRI) | FMA027080G0 | Active | NDH
ND01319 | Flowmeter, Medical Air | Flowmeters, Medical Air (ECRI) | Amvex (ECRI) | T15UA | T15UA | Amvex (ECRI) | N/A | Active | NDH
ND01320 | Module, Multiparameter | Modules, Multiparameter (ECRI) | Philips Healthcare (ECRI) | 867036 | IntelliVue MMX | Philips Healthcare (ECRI) | DE785D3839 | Active | NDH
ND01322 | Sphygmomanometer | Sphygmomanometers (ECRI) | Welch Allyn Inc (ECRI) | Tycos | Tycos | Welch Allyn Inc (ECRI) | 160927150625 | Active | NDH
ND01323 | GS Integrated Wall System | Ophthalmoscope/Otoscopes (ECRI) | Welch Allyn Inc (ECRI) | 408282 | Green Series 777 | Welch Allyn Inc (ECRI) | Not Available | Active | NDH
ND01324 | Suction Regulator | Regulators, Suction (ECRI) | GE Datex-Ohmeda Inc (ECRI) | Not Available | Not Available | GE Datex-Ohmeda Inc (ECRI) | GFFH14063 | Active | NDH
ND01325 | Flowmeter, Oxygen | Flowmeters, Oxygen (ECRI) | Amvex (ECRI) | T15UO | T15UO | Amvex (ECRI) | NOT AVAILABLE | Active | NDH
ND01326 | Flowmeter, Oxygen | Flowmeters, Oxygen (ECRI) | Amvex (ECRI) | T15UO | T15UO | Amvex (ECRI) | NOT AVAILABLE | Active | NDH
ND01327 | Flowmeter, Medical Air | Flowmeters, Medical Air (ECRI) | Amvex (ECRI) | T15UA | T15UA | Amvex (ECRI) | NOT AVAILABLE | Active | NDH
ND01328 | Light, Examination | Lights, Examination (ECRI) | Burton Medical LLC (ECRI) | NXW | Nova | Burton Medical LLC (ECRI) | 6821275 | Active | NDH
ND01329 | Regulator, Suction | Regulators, Suction (ECRI) | Ohio Medical Corp (ECRI) | 1251 | 1251 | GE Datex-Ohmeda Inc (ECRI) | CFFJL4L89 | Active | NDH
ND01330 | Flowmeter O2 | Flowmeters, Oxygen (ECRI) | Precision Medical Inc (ECRI) | 8MFA | 8MFA | Precision Medical Inc (ECRI) | NOT AVAILABLE | Active | NDH
ND01331 | Light, Examination | Lights, Examination (ECRI) | Burton Medical LLC (ECRI) | NXW | Nova | Burton Medical LLC (ECRI) | 6821276 | Active | NDH
ND01332 | Sphygmomanometer | Sphygmomanometers (ECRI) | Welch Allyn Inc (ECRI) | Tycos | Tycos | Welch Allyn Inc (ECRI) | Not Available | Active | NDH
ND01333 | GS Integrated Wall System | Ophthalmoscope/Otoscope/Vital Signs Measuring Systems (ECRI) | Welch Allyn Inc (ECRI) | 767 Series | 767 Series | Welch Allyn Inc (ECRI) | Not Available | Active | NDH
ND01334 | Regulator, Suction | Regulators, Suction (ECRI) | Ohio Medical Corp (ECRI) | 1251 | 1251 | GE Datex-Ohmeda Inc (ECRI) | GFFH14084 | Active | NDH
ND01335 | Flowmeter, Medical Air | Flowmeters, Medical Air (ECRI) | Amvex (ECRI) | T15UA | T15UA | Amvex (ECRI) | FMAA10944KO | Active | NDH
ND01336 | Flowmeter, Oxygen | Flowmeters, Oxygen (ECRI) | Amvex (ECRI) | T15UO | T15UO | Amvex (ECRI) | FMAO27061GO | Active | NDH
ND01337 | Module, Multiparameter | Modules, Multiparameter (ECRI) | Philips Healthcare (ECRI) | 867036 | IntelliVue MMX | Philips Healthcare (ECRI) | DE785D3881 | Active | NDH
ND01339 | Sphygmomanometer | Sphygmomanometers (ECRI) | Welch Allyn Inc (ECRI) | Tycos | Tycos | Welch Allyn Inc (ECRI) | Not Available | Active | NDH
ND01340 | Suction Regulator | Regulators, Suction (ECRI) | GE Datex-Ohmeda Inc (ECRI) | Not Available | Not Available | GE Datex-Ohmeda Inc (ECRI) | CFFC16521 | Active | NDH
ND01341 | Flowmeter, Medical Air | Flowmeters, Medical Air (ECRI) | Amvex (ECRI) | T15UA | T15UA | Amvex (ECRI) | NOT AVAILABLE | Active | NDH
ND01342 | FLOW METER | Flowmeters, Oxygen (ECRI) | Western Medical Inc (ECRI) | NOT AVAILABLE | Not Available | Western Medical Inc (ECRI) | NOT AVAILABLE | Active | NDH
ND01343 | Sphygmomanometer | Sphygmomanometers (ECRI) | Welch Allyn Inc (ECRI) | Tycos | Tycos | Welch Allyn Inc (ECRI) | 050627232626 | Active | NDH
ND01345 | Flowmeter, Medical Air | Flowmeters, Medical Air (ECRI) | Precision Medical Inc (ECRI) | 8MFA | 8FMA | Precision Medical Inc (ECRI) | 8B005653 | Active | NDH
ND01346 | Flowmeter, Medical Air | Flowmeters, Medical Air (ECRI) | Precision Medical Inc (ECRI) | 8MFA | 8MFA | Precision Medical Inc (ECRI) | 8B005638 | Active | NDH
ND01347 | Flowmeter, Oxygen | Flowmeters, Oxygen (ECRI) | Amvex (ECRI) | T15UO | T15UO | Amvex (ECRI) | FMAO27801AP | Active | NDH
ND01348 | Flowmeter, Oxygen | Flowmeters, Oxygen (ECRI) | Amvex (ECRI) | T15UO | T15UO | Amvex (ECRI) | FMAO27070GO | Active | NDH
ND01349 | Regulator, Suction | Regulators, Suction (ECRI) | Ohio Medical Corp (ECRI) | Not Available | Not Available | Ohio Medical Corp (ECRI) | Not Available | Active | NDH
ND01351 | Flowmeter, Medical Air | Flowmeters, Medical Air (ECRI) | Amvex (ECRI) | T15UA | T15UA | Amvex (ECRI) | FMAA10941KO | Active | NDH
ND01352 | Flowmeter, Oxygen | Flowmeters, Oxygen (ECRI) | Amvex (ECRI) | T15UO | T15UO | Amvex (ECRI) | FMA0185501M | Active | NDH
ND01353 | Flowmeter, Oxygen | Flowmeters, Oxygen (ECRI) | Amvex (ECRI) | T15UO | T15UO | Amvex (ECRI) | NOT AVAILABEL | Active | NDH
ND01354 | Regulator, Suction | Regulators, Suction (ECRI) | Ohio Medical Corp (ECRI) | 1251 | 1251 | Ohio Medical Corp (ECRI) | JGGV14607 | Active | NDH
ND01355 | Sphygmomanometer | Sphygmomanometers (ECRI) | Welch Allyn Inc (ECRI) | Tycos | Tycos | Welch Allyn Inc (ECRI) | 050621233231 | Active | NDH
ND01356 | Monitor, Patient | Monitors, Patient (ECRI) | Philips Healthcare (ECRI) | MX450 (866062) | IntelliVue MX450 | Philips Healthcare (ECRI) | DE35167141 | Active | NDH
ND01357 | Module, Multiparameter | Modules, Multiparameter (ECRI) | Philips Healthcare (ECRI) | 867036 | IntelliVue MMX | Philips Healthcare (ECRI) | DE785D3899 | Active | NDH
ND01358 | GS Integrated Wall System | Ophthalmoscope/Otoscope/Vital Signs Measuring Systems (ECRI) | Welch Allyn Inc (ECRI) | 767 Series | 767 Series | Welch Allyn Inc (ECRI) | Not Available | Active | NDH
ND01359 | Module, Multiparameter | Modules, Multiparameter (ECRI) | Philips Healthcare (ECRI) | 867036 | IntelliVue MMX | Philips Healthcare (ECRI) | DE785D3860 | Active | NDH
ND01360 | Module, Multiparameter | Modules, Multiparameter (ECRI) | Philips Healthcare (ECRI) | 867036 | IntelliVue MMX | Philips Healthcare (ECRI) | DE785D3884 | Active | NDH
ND01361 | Disinfector, Ultrasound Probe | Disinfectors, Ultrasound Probes (ECRI) | CS Medical LLC (ECRI) | CS-TCD-100 | TEE CLEAN | CS Medical LLC (ECRI) | 20100047 | Active | NDH
ND01362 | Module, Physiologic Monitor | Modules, Physiologic Monitor (ECRI) | Philips Healthcare (ECRI) | 865115 | IntelliBridge EC10 | Philips Healthcare (ECRI) | DE60839149 | Active | NDH
ND01363 | Module, Invasive BP | Modules, Invasive BP (ECRI) | Philips Healthcare (ECRI) | M1006B | M1006B | Philips Healthcare (ECRI) | DE805M2570 | Active | NDH
ND01364 | Module, Multiparameter | Modules, Multiparameter (ECRI) | Philips Healthcare (ECRI) | 867036 | IntelliVue MMX | Philips Healthcare (ECRI) | DE785D3900 | Active | NDH
ND01365 | Module, Carbon Dioxide | Modules, Carbon Dioxide (ECRI) | Philips Healthcare (ECRI) | M3015A | Microstream CO2 | Philips Healthcare (ECRI) | DE13881663 | Active | NDH
ND01366 | Monitor, Patient | Monitors, Patient (ECRI) | Philips Healthcare (ECRI) | MP70 (M8007A) | IntelliVue MP70 | Philips Healthcare (ECRI) | DE73172290 | Active | NDH
ND01367 | Infusion Pump | Infusion Pumps (ECRI) | Baxter Healthcare Corp (ECRI) | 3570009 | Spectrum IQ | Baxter Healthcare Corp (ECRI) | 3598763 | Active | NDH
ND01368 | Infusion Pump | Infusion Pumps (ECRI) | Baxter Healthcare Corp (ECRI) | 3570009 | Spectrum IQ | Baxter Healthcare Corp (ECRI) | 3619134 | Active | NDH
ND01369 | LTV Power Supply | Power Supplies (ECRI) | Pulmonetic Systems (ECRI) | MSP1787 | MSP1787 | Pulmonetic Systems (ECRI) | C8N13C2466 | Active | NDH
ND01370 | LTV Power Supply | Power Supplies (ECRI) | Pulmonetic Systems (ECRI) | MSP1787 | MSP1787 | Pulmonetic Systems (ECRI) | C6815B0208 | Active | NDH
ND01371 | LTV Power Supply | Power Supplies (ECRI) | Pulmonetic Systems (ECRI) | MSP1787 | MSP1787 | Pulmonetic Systems (ECRI) | C8N13C2470 | Active | NDH
ND01372 | Ventilator | Ventilators, Transport (ECRI) | Vyaire Medical Inc (ECRI) | LTV1200 | LTV1200 | Vyaire Medical Inc (ECRI) | E02426 | Active | NDH
ND01373 | Ventilator | Ventilators, Transport (ECRI) | Vyaire Medical Inc (ECRI) | LTV1200 | LTV1200 | Vyaire Medical Inc (ECRI) | E02539 | Active | NDH
ND01374 | Flowmeter, Medical Air | Flowmeters, Medical Air (ECRI) | Amvex (ECRI) | T15UA | T15UA | Amvex (ECRI) | Not Available | Active | NDH
ND01375 | Flowmeter, Oxygen | Flowmeters, Oxygen (ECRI) | Amvex (ECRI) | T15UO | T15UO | Amvex (ECRI) | Not Available | Active | NDH
ND01376 | Flowmeter, Oxygen | Flowmeters, Oxygen (ECRI) | Amvex (ECRI) | T15UO | T15UO | Amvex (ECRI) | Not Available | Active | NDH
ND01377 | Module, Multiparameter | Modules, Multiparameter (ECRI) | Philips Healthcare (ECRI) | 867036 | IntelliVue MMX | Philips Healthcare (ECRI) | DE785D3870 | Active | NDH
ND01378 | Module, Carbon Dioxide | Modules, Carbon Dioxide (ECRI) | Philips Healthcare (ECRI) | M3015A | Microstream CO2 | Philips Healthcare (ECRI) | DE13881657 | Active | NDH
ND01379 | Module, Invasive BP | Modules, Invasive BP (ECRI) | Philips Healthcare (ECRI) | M1006B | M1006B | Philips Healthcare (ECRI) | DE805M2569 | Active | NDH
ND01380 | Warming Unit, Patient | Warming Units, Patient, Forced-Air (ECRI) | 3M Health Care (ECRI) | 775 | Bair Hugger 775 | 3M Health Care (ECRI) | 81026 | Active | NDH
ND01381 | Air Blower | Patient Transfer Aids (ECRI) | Medline Industries Inc (ECRI) | MSC60090 | Comfort Glide | Medline Industries Inc (ECRI) | C890028699 | Active | NDH
ND01382 | Laryngoscope, Video | Laryngoscopes, Rigid, Video (ECRI) | Verathon Inc (ECRI) | 0570-0338 | Glidescope AVL | Verathon Inc (ECRI) | AN152442 | Active | NDH
ND01383 | Sphygmomanometer | Sphygmomanometers (ECRI) | Welch Allyn Inc (ECRI) | Tycos | Tycos | Welch Allyn Inc (ECRI) | 200423103645 | Active | NDH
ND01385 | Flowmeter O2 | Flowmeters, Oxygen (ECRI) | Precision Medical Inc (ECRI) | 8MFA | 8MFA | Precision Medical Inc (ECRI) | Not Available | Active | NDH
ND01386 | Flowmeter O2 | Flowmeters, Oxygen (ECRI) | Precision Medical Inc (ECRI) | 8MFA | 8MFA | Precision Medical Inc (ECRI) | Not Available | Active | NDH
ND01387 | Monitor, Patient | Monitors, Patient Transport (ECRI) | Philips Healthcare (ECRI) | MX100 (867030) | IntelliVue X3 | Philips Healthcare (ECRI) | DE7840AJKE | Active | NDH
ND01391 | Module, Carbon Dioxide | Modules, Carbon Dioxide (ECRI) | Philips Healthcare (ECRI) | M3015A | Microstream CO2 | Philips Healthcare (ECRI) | DE43533773 | Active | NDH
ND01392 | Monitor, Patient | Monitors, Patient (ECRI) | Philips Healthcare (ECRI) | MP70 (M8007A) | IntelliVue MP70 | Philips Healthcare (ECRI) | DE73172261 | Active | NDH
ND01393 | Flowmeter, Medical Air | Flowmeters, Medical Air (ECRI) | Amvex (ECRI) | T15UA | T15UA | Amvex (ECRI) | Not Available | Active | NDH
ND01394 | Flowmeter, Oxygen | Flowmeters, Oxygen (ECRI) | Amvex (ECRI) | T15UO | T15UO | Amvex (ECRI) | FMA027067G0 | Active | NDH
ND01395 | Flowmeter, Oxygen | Flowmeters, Oxygen (ECRI) | Amvex (ECRI) | T15UO | T15UO | Amvex (ECRI) | FMAO27802AP | Active | NDH
ND01396 | Regulator, Suction | Regulators, Suction (ECRI) | Ohio Medical Corp (ECRI) | 1251 | 1251 | Ohio Medical Corp (ECRI) | JGGV14602 | Active | NDH
ND01397 | GS Integrated Wall System | Ophthalmoscope/Otoscopes (ECRI) | Welch Allyn Inc (ECRI) | 408282 | Green Series 777 | Welch Allyn Inc (ECRI) | NSN | Active | NDH
ND01398 | Sphygmomanometer | Sphygmomanometers (ECRI) | Welch Allyn Inc (ECRI) | Tycos | Tycos | Welch Allyn Inc (ECRI) | 160927144775 | Active | NDH
ND01399 | Light, Examination | Lights, Examination (ECRI) | Burton Medical LLC (ECRI) | NXW | Nova | Burton Medical LLC (ECRI) | 6821278 | Active | NDH
ND01400 | Monitor, Display | Monitors, Video (ECRI) | Hewlett-Packard Co (ECRI) | E23 G4 FHD | E23 G4 FHD | Hewlett-Packard Co (ECRI) | CN431316TW | Active | NDH
ND01402 | Telemetry Transmitter | Monitors, Telemetric, Physiologic (ECRI) | Philips Healthcare (ECRI) | MX40-1C4 (865350) | IntelliVue MX40 | Philips Healthcare (ECRI) | US156K4514 | Active | NDH
ND01403 | Telemetry Transmitter | Monitors, Telemetric, Physiologic (ECRI) | Philips Healthcare (ECRI) | MX40-1C4 (865350) | IntelliVue MX40 | Philips Healthcare (ECRI) | US156K4523 | Active | NDH
ND01404 | Telemetry Transmitter | Monitors, Telemetric, Physiologic (ECRI) | Philips Healthcare (ECRI) | MX40-1C4 (865350) | IntelliVue MX40 | Philips Healthcare (ECRI) | US156K4520 | Active | NDH
ND01405 | Oximeter, Pulse | Oximeters, Pulse (ECRI) | Masimo Corp (ECRI) | Rad-97 | Pulse Co-Oximeter | Masimo Corp (ECRI) | 3000149563 | Active | NDH
ND01406 | Oximeter, Pulse | Oximeters, Pulse (ECRI) | Masimo Corp (ECRI) | Rad-97 | Pulse Co-Oximeter | Masimo Corp (ECRI) | 3000149944 | Active | NDH
ND01407 | Flowmeter, Medical Air | Flowmeters, Medical Air (ECRI) | Amvex (ECRI) | T15UA | T15UA | Amvex (ECRI) | FMAA08318CO | Active | NDH
ND01408 | Flowmeter, Oxygen | Flowmeters, Oxygen (ECRI) | Amvex (ECRI) | T15UO | T15UO | Amvex (ECRI) | FMAO08862GO | Active | NDH
ND01410 | Electrocardiograph | Electrocardiographs, Multichannel (ECRI) | GE Healthcare (ECRI) | MAC 5500 HD | MAC 5500 HD | GE Healthcare (ECRI) | SGM13065553PA | Active | NDH
ND01411 | Scale, Floor | Scales, Floor (ECRI) | Welch Allyn Inc (ECRI) | 5002-XX | Stand-On Scale | Scale-Tronix Inc (ECRI) | 5002-35506 | Active | NDH
ND01412 | Sphygmomanometer | Sphygmomanometers (ECRI) | Welch Allyn Inc (ECRI) | Tycos | Tycos | Welch Allyn Inc (ECRI) | Not Available | Active | NDH
ND01413 | Infusion Pump | Infusion Pumps (ECRI) | Baxter Healthcare Corp (ECRI) | 3570009 | Spectrum IQ | Baxter Healthcare Corp (ECRI) | 3619250 | Active | NDH
ND01414 | Flowmeter, Oxygen | Flowmeters, Oxygen (ECRI) | Amvex (ECRI) | T15UO | T15UO | Amvex (ECRI) | FMAO08859GO | Active | NDH
ND01415 | Monitor, Blood Pressure | Monitors, Blood Pressure (ECRI) | Welch Allyn Inc (ECRI) | ProBP 2400 | ProBP 2400 | Welch Allyn Inc (ECRI) | 371900244 | Active | NDH
ND01416 | Footswitch | Footswitches (ECRI) | Not Available | Not Available | Not Available | Not Available | Not Available | Active | NDH
ND01418 | Telemetry Transmitter | Monitors, Telemetric, Physiologic (ECRI) | Philips Healthcare (ECRI) | MX40-1C4 (865350) | IntelliVue MX40 | Philips Healthcare (ECRI) | US03569190 | Active | NDH
ND01419 | Air Blower | Patient Transfer Aids (ECRI) | Medline Industries Inc (ECRI) | MSC60090 | Comfort Glide | Medline Industries Inc (ECRI) | C880028199 | Active | NDH
ND01420 | Regulator, Suction | Regulators, Suction (ECRI) | Ohio Medical Corp (ECRI) | 1251 | 1251 | Ohio Medical Corp (ECRI) | JGGU22299 | Active | NDH
ND01421 | Flowmeter, Medical Air | Flowmeters, Medical Air (ECRI) | Amvex (ECRI) | T15UA | T15UA | Amvex (ECRI) | Not Available | Active | NDH
ND01422 | Monitor, Vital Signs | Monitors, Vital Signs (ECRI) | Welch Allyn Inc (ECRI) | 65NTXX-B | Connex 6000 Series | Welch Allyn Inc (ECRI) | 100097834214 | Active | NDH
ND01423 | Monitor, Vital Signs | Monitors, Vital Signs (ECRI) | Welch Allyn Inc (ECRI) | 65NTXX-B | Connex 6000 Series | Welch Allyn Inc (ECRI) | 100039375115 | Active | NDH
ND01424 | Sphygmomanometer | Sphygmomanometers (ECRI) | Welch Allyn Inc (ECRI) | Tycos | Tycos | Welch Allyn Inc (ECRI) | Not Available | Active | NDH
ND01425 | Flowmeter, Medical Air | Flowmeters, Medical Air (ECRI) | Amvex (ECRI) | T15UA | T15UA | Amvex (ECRI) | FMAA08292CO | Active | NDH
ND01426 | Flowmeter, Oxygen | Flowmeters, Oxygen (ECRI) | Amvex (ECRI) | T15UO | T15UO | Amvex (ECRI) | Not Available | Active | NDH
ND01427 | Flowmeter, Medical Air | Flowmeters, Medical Air (ECRI) | Amvex (ECRI) | T15UA | T15UA | Amvex (ECRI) | FMAA08292CO | Active | NDH
ND01428 | Warming Unit, Blanket | Warming Units, Blanket (ECRI) | STERIS Corp (ECRI) | QBJ06 | QBJ06 | STERIS Corp (ECRI) | 0410113006 | Active | NDH
ND01429 | Suction Unit | Suction Units (ECRI) | SSCOR Inc (ECRI) | 2314B | 2314B | SSCOR Inc (ECRI) | N10365 | Active | NDH
ND01430 | Monitor, Vital Signs | Monitors, Vital Signs (ECRI) | Welch Allyn Inc (ECRI) | 65NTXX-B | Connex 6000 Series | Welch Allyn Inc (ECRI) | 100029855015 | Active | NDH
ND01431 | Infusion Pump | Infusion Pumps (ECRI) | Baxter Healthcare Corp (ECRI) | 3570009 | Spectrum IQ | Baxter Healthcare Corp (ECRI) | 3612180 | Active | NDH
ND01432 | Regulator, Suction | Regulators, Suction (ECRI) | Ohio Medical Corp (ECRI) | 1251 | 1251 | Ohio Medical Corp (ECRI) | JGGU22599 | Active | NDH
ND01433 | Flowmeter, Medical Air | Flowmeters, Medical Air (ECRI) | Amvex (ECRI) | T15UA | T15UA | Amvex (ECRI) | FMAA08323CO | Active | NDH
ND01434 | Flowmeter, Oxygen | Flowmeters, Oxygen (ECRI) | Amvex (ECRI) | T15UO | T15UO | Amvex (ECRI) | FMAO08860GO | Active | NDH
ND01435 | Defibrillator | Defibrillators (ECRI) | Physio-Control Inc (ECRI) | LIFEPAK 20e | LIFEPAK 20e | Physio-Control Inc (ECRI) | 44079486 | Active | NDH
ND01436 | Flowmeter, Oxygen | Flowmeters, Oxygen (ECRI) | Amvex (ECRI) | T15UO | T15UO | Amvex (ECRI) | FMAO08861GO | Active | NDH
ND01437 | Capnograph | Capnographs (ECRI) | Medtronic Inc (ECRI) | Capnostream 20p | Capnostream 20p | Medtronic Inc (ECRI) | PA23172238 | Active | NDH
ND01438 | Oximeter, Pulse | Oximeters, Pulse (ECRI) | Masimo Corp (ECRI) | Rad-97 | Pulse Co-Oximeter | Masimo Corp (ECRI) | 3000152199 | Active | NDH
ND01439 | Oximeter, Pulse | Oximeters, Pulse (ECRI) | Masimo Corp (ECRI) | Rad-97 | Pulse Co-Oximeter | Masimo Corp (ECRI) | 3000168962 | Active | NDH
ND01440 | Thermometer, Electronic | Thermometers, Electronic (ECRI) | Welch Allyn Inc (ECRI) | 690 | SureTemp Plus | Welch Allyn Inc (ECRI) | 21024213 | Active | NDH
ND01441 | Monitor, Display | Monitors, Video (ECRI) | Diva Laboratories (ECRI) | RGD2461AMI | RGD2461AMI | Diva Laboratories (ECRI) | D0122510G2499 | Active | NDH
ND01442 | Flowmeter O2 | Flowmeters, Oxygen (ECRI) | Precision Medical Inc (ECRI) | 8MFA | 8MFA | Precision Medical Inc (ECRI) | Not Available | Active | NDH
ND01443 | Defibrillator | Defibrillators (ECRI) | Physio-Control Inc (ECRI) | LIFEPAK 20e | LIFEPAK 20e | Physio-Control Inc (ECRI) | 47609009 | Active | NDH
ND01444 | Suction Unit | Suction Units (ECRI) | SSCOR Inc (ECRI) | 2315 | 2315 | SSCOR Inc (ECRI) | L01467 | Active | NDH
ND01445 | Monitor, Patient | Monitors, Patient (ECRI) | Philips Healthcare (ECRI) | MP30 (M8002A) | IntelliVue MP30 | Philips Healthcare (ECRI) | DE62236282 | Active | NDH
ND01446 | Module, Multiparameter | Modules, Multiparameter (ECRI) | Philips Healthcare (ECRI) | 867036 | IntelliVue MMX | Philips Healthcare (ECRI) | DE785D3903 | Active | NDH
ND01447 | Module, Carbon Dioxide | Modules, Carbon Dioxide (ECRI) | Philips Healthcare (ECRI) | M3015A | Microstream CO2 | Philips Healthcare (ECRI) | DE13881664 | Active | NDH
ND01448 | Regulator, Suction | Regulators, Suction (ECRI) | Ohio Medical Corp (ECRI) | PISA | PISA | Ohio Medical Corp (ECRI) | PSAZ04160 | Active | NDH
ND01449 | Flowmeter, Oxygen | Flowmeters, Oxygen (ECRI) | Amvex (ECRI) | T15UO | T15UO | Amvex (ECRI) | Not Available | Active | NDH
ND01450 | Thermometer, Electronic | Thermometers, Electronic (ECRI) | Welch Allyn Inc (ECRI) | 692 | SureTemp Plus | Welch Allyn Inc (ECRI) | 17471218 | Active | NDH
ND01451 | Montior, Display | Monitors, Video (ECRI) | Hewlett-Packard Co (ECRI) | E243 | E243 | Hewlett-Packard Co (ECRI) | A23H739 | Active | NDH
ND01452 | Regulator, Suction | Regulators, Suction (ECRI) | Genstar Technologies Inc (ECRI | 881VR-300-OH-D | GENTEC | Genstar Technologies Inc (ECRI | 61K211101550425 | Active | NDH
ND01453 | Defibrillator | Defibrillators (ECRI) | Medtronic Inc (ECRI) | LIFEPAK 20 | LIFEPAK 20 | Medtronic Inc (ECRI) | 31561644 | Active | NDH
ND01454 | Electrocardiograph | Electrocardiographs, Multichannel (ECRI) | GE Healthcare (ECRI) | MAC 5500 | MAC 5500 | GE Healthcare (ECRI) | SCD07016730PR | Active | NDH
ND01455 | Hemofiltration Unit | Hemofiltration Units (ECRI) | Gambro Healthcare (ECRI) | Aquadex FreeFlow | Aquadex FreeFlow | Gambro Healthcare (ECRI) | 1043 | Active | NDH
ND01457 | Sphygmomanometer | Sphygmomanometers (ECRI) | Welch Allyn Inc (ECRI) | Tycos | Tycos | Welch Allyn Inc (ECRI) | 050926194505 | Active | NDH
ND01458 | Regulator, Suction | Regulators, Suction (ECRI) | Ohio Medical Corp (ECRI) | PISA | PISA | Ohio Medical Corp (ECRI) | PSAZ04159 | Active | NDH
ND01459 | Infusion Pump, Enteral Feeding | Infusion Pumps, Enteral Feeding (ECRI) | Covidien Inc (ECRI) | Kangaroo ePUMP | Kangaroo ePUMP | Covidien Inc (ECRI) | C13061743 | Active | NDH
ND01460 | Warming Unit, Patient | Warming Units, Patient, Forced-Air (ECRI) | 3M Health Care (ECRI) | 750 | Bair Hugger 750 | 3M Health Care (ECRI) | 56882 | Active | NDH
ND01461 | Monitor, Fetal | Monitors, Fetal (ECRI) | GE Healthcare (ECRI) | 259CX-A | Corometrics 250CX | GE Healthcare (ECRI) | SDJ22430004PAS | Active | NDH
ND01462 | Thermometer, Electronic | Thermometers, Electronic (ECRI) | Welch Allyn Inc (ECRI) | 692 | SureTemp Plus | Welch Allyn Inc (ECRI) | 14232090 | Active | NDH
ND01463 | Flowmeter, Oxygen | Flowmeters, Oxygen (ECRI) | Timeter Instrument Corp (ECRI) | TLO-15 | TLO-15 | Timeter Instrument Corp (ECRI) | 10658391 | Active | NDH
ND01464 | Infusion Pump | Infusion Pumps (ECRI) | Baxter Healthcare Corp (ECRI) | 3570009 | Spectrum IQ | Baxter Healthcare Corp (ECRI) | 3619957 | Active | NDH
ND01465 | Flowmeter, Medical Air | Flowmeters, Medical Air (ECRI) | Amvex (ECRI) | T15UA | T15UA | Amvex (ECRI) | FMAA05563CP | Active | NDH
ND01466 | Suction Regulator | Regulators, Suction (ECRI) | GE Datex-Ohmeda Inc (ECRI) | Not Available | Not Available | GE Datex-Ohmeda Inc (ECRI) | GFFL16509 | Active | NDH
ND01467 | Oximeter, Pulse | Oximeters, Pulse (ECRI) | Masimo Corp (ECRI) | Rad-97 | Pulse Co-Oximeter | Masimo Corp (ECRI) | 3000149930 | Active | NDH
ND01468 | Monitor, Vital Signs | Monitors, Vital Signs (ECRI) | Welch Allyn Inc (ECRI) | 65NTXX | Connex 6000 Series | Welch Allyn Inc (ECRI) | 103001050413 | Active | NDH
ND01469 | Thermometer, Electronic | Thermometers, Electronic (ECRI) | Welch Allyn Inc (ECRI) | 690 | SureTemp Plus | Welch Allyn Inc (ECRI) | 23162741 | Active | NDH
ND01470 | Uninterruptible Power Supply | Power Systems, Uninterruptible (ECRI) | APC by Schneider (ECRI) | SCL500RM1UC | Smart-UPS 500 | APC by Schneider (ECRI) | SSS2245T68491 | Active | NDH
ND01471 | Patient Info Center iX | Monitors, Central Station (ECRI) | Philips Healthcare (ECRI) | 866424 | PIC iX | Philips Healthcare (ECRI) | US433I0114 | Active | NDH
ND01472 | Ventilator | Ventilators, Intensive Care (ECRI) | Philips Respironics Inc (ECRI) | V60 | V60 | Philips Respironics Inc (ECRI) | 100112779 | Active | NDH
ND01473 | Ventilator, Intensive Care | Ventilators, Intensive Care (ECRI) | Getinge USA Inc (ECRI) | 6640440 | SERVO-s | MAQUET Medical Systems (ECRI) | 22556 | Active | NDH
ND01474 | Vascular Doppler | Detectors, Blood Flow, Ultrasonic (ECRI) | Natus Medical Inc (ECRI) | ImexDop CT+ | ImexDop CT+ | Natus Medical Inc (ECRI) | CTVC0253 | Active | NDH
ND01475 | Battery/Dock Charger | Battery/Dock Chargers (ECRI) | Welch Allyn Inc (ECRI) | 719-DSK | 719-DSK | Welch Allyn Inc (ECRI) | 00732094338478 | Active | NDH
ND01476 | Suction Unit | Suction Units (ECRI) | SSCOR Inc (ECRI) | 2314B | 2314B | SSCOR Inc (ECRI) | N15164 | Active | NDH
ND01477 | Oximeter, Pulse | Oximeters, Pulse (ECRI) | Masimo Corp (ECRI) | Rad-97 | Pulse Co-Oximeter | Masimo Corp (ECRI) | 3000149934 | Active | NDH
ND01478 | Regulator, Suction | Regulators, Suction (ECRI) | Genstar Technologies Inc (ECRI | 881VR-300-OH-D | GENTEC | Genstar Technologies Inc (ECRI | 61K211101550429 | Active | NDH
ND01479 | Suction Pump | Aspirators, Airway (ECRI) | Laerdal Medical Corp (ECRI) | 780020 | LSU | Laerdal Medical Corp (ECRI) | 78362093058 | Active | NDH
ND01481 | PCA Infusion Pump | Infusion Pumps, Analgesic, Patient-Controlled (ECRI) | BD (ECRI) | 8120 | Alaris PCA Module | Alaris Medical Systems | 14579121 | Active | NDH
ND01482 | PC Pump Controller | Controllers, Infusion Pump Systems (ECRI) | BD (ECRI) | 8015 | Alaris PC | Alaris Medical Systems | 14131076 | Active | NDH
ND01483 | Monitor, Vital Signs | Monitors, Vital Signs (ECRI) | Philips Healthcare (ECRI) | SureSigns VS2 | SureSigns VS2 | Philips Healthcare (ECRI) | US90300231 | Active | NDH
ND01484 | Regulator, Suction | Regulators, Suction (ECRI) | Genstar Technologies Inc (ECRI | 881VR-300-OH-D | GENTEC | Genstar Technologies Inc (ECRI | 61K211101550422 | Active | NDH
ND01485 | Lift, Patient Transfer | Lifts, Patient Transfer (ECRI) | Arjo Inc (ECRI) | Maxi Move | Maxi Move | Arjo Inc (ECRI) | 300183259 | Active | NDH
ND01486 | Air Blower | Patient Transfer Aids (ECRI) | Medline Industries Inc (ECRI) | MSC60090 | Comfort Glide | Medline Industries Inc (ECRI) | C8800286600 | Active | NDH
ND01487 | Monitor, Vital Signs | Monitors, Vital Signs (ECRI) | Welch Allyn Inc (ECRI) | 65NTXX | Connex 6000 Series | Welch Allyn Inc (ECRI) | 100045423216 | Active | NDH
ND01488 | Thermometer, Electronic | Thermometers, Electronic (ECRI) | Welch Allyn Inc (ECRI) | 690 | SureTemp Plus | Welch Allyn Inc (ECRI) | 14213742 | Active | NDH
ND01489 | Thermometer, Electronic | Thermometers, Electronic (ECRI) | Welch Allyn Inc (ECRI) | 690 | SureTemp Plus | Welch Allyn Inc (ECRI) | 10430485 | Active | NDH
ND01490 | Flowmeter O2 | Flowmeters, Oxygen (ECRI) | Precision Medical Inc (ECRI) | 8MFA | 8MFA | Precision Medical Inc (ECRI) | Not Availble | Active | NDH
ND01491 | Flowmeter O2 | Flowmeters, Oxygen (ECRI) | Precision Medical Inc (ECRI) | 8MFA | 8MFA | Precision Medical Inc (ECRI) | Not Available | Active | NDH
ND01492 | Monitor, Vital Signs | Monitors, Vital Signs (ECRI) | Philips Healthcare (ECRI) | SureSigns VS3 | SureSigns VS3 | Philips Healthcare (ECRI) | US90716528 | Active | NDH
ND01493 | Flowmeter, Oxygen | Flowmeters, Oxygen (ECRI) | Amvex (ECRI) | T15UO | T15UO | Amvex (ECRI) | FMAO27073GO | Active | NDH
ND01494 | Monitor, Vital Signs | Monitors, Vital Signs (ECRI) | Welch Allyn Inc (ECRI) | 65NTXX | Connex 6000 Series | Welch Allyn Inc (ECRI) | 100045403216 | Active | NDH
ND01495 | Infusion Pump | Infusion Pumps (ECRI) | Baxter Healthcare Corp (ECRI) | 3570009 | Spectrum IQ | Baxter Healthcare Corp (ECRI) | 3609795 | Active | NDH
ND01496 | Infusion Pump | Infusion Pumps (ECRI) | Baxter Healthcare Corp (ECRI) | 3570009 | Spectrum IQ | Baxter Healthcare Corp (ECRI) | 3638196 | Active | NDH
ND01497 | Flowmeter, Oxygen | Flowmeters, Oxygen (ECRI) | Amvex (ECRI) | T15UO | T15UO | Amvex (ECRI) | FMAO08856G0 | Active | NDH
ND01498 | Not Available | Not Available | Not Available | Not Available | Not Available | Not Available | FMAO08855G0 | Active | NDH
ND01499 | Telemetry Transmitter | Monitors, Telemetric, Physiologic (ECRI) | Philips Healthcare (ECRI) | MX40-1C4 (865350) | IntelliVue MX40 | Philips Healthcare (ECRI) | US096C5578 | Active | NDH
ND01500 | Thermometer, Electronic | Thermometers, Electronic (ECRI) | Welch Allyn Inc (ECRI) | 690 | SureTemp Plus | Welch Allyn Inc (ECRI) | 14213607 | Active | NDH
ND01501 | Regulator, Suction | Regulators, Suction (ECRI) | Ohio Medical Corp (ECRI) | 1251 | 1251 | GE Datex-Ohmeda Inc (ECRI) | GFFLL4188 | Active | NDH
ND01502 | Regulator, Suction | Regulators, Suction (ECRI) | Genstar Technologies Inc (ECRI | 881VR-300-OH-D | GENTEC | Genstar Technologies Inc (ECRI | 61K211101550424 | Active | NDH
ND01503 | Flowmeter, Oxygen | Flowmeters, Oxygen (ECRI) | Amvex (ECRI) | T15UO | T15UO | Amvex (ECRI) | FMAO27054GO | Active | NDH
ND01504 | Oximeter, Pulse | Oximeters, Pulse (ECRI) | Masimo Corp (ECRI) | Rad-97 | Pulse Co-Oximeter | Masimo Corp (ECRI) | 3000168955 | Active | NDH
ND01505 | Infusion Pump | Infusion Pumps (ECRI) | Baxter Healthcare Corp (ECRI) | 3570009 | Spectrum IQ | Baxter Healthcare Corp (ECRI) | 3619911 | Active | NDH
ND01506 | Flowmeter O2 | Flowmeters, Oxygen (ECRI) | Precision Medical Inc (ECRI) | Not Available | Not Available | Precision Medical Inc (ECRI) | Not Available | Active | NDH
ND01507 | Flowmeter O2 | Flowmeters, Oxygen (ECRI) | Precision Medical Inc (ECRI) | 8MFA | 8MFA | Precision Medical Inc (ECRI) | Not Available | Active | NDH
ND01508 | Regulator, Suction | Regulators, Suction (ECRI) | Ohio Medical Corp (ECRI) | 1251 | 1251 | Ohio Medical Corp (ECRI) | JGGV18342 | Active | NDH
ND01509 | Newborn Hearing Screener | Auditory Screening Devices, Newborn (ECRI) | Natus Medical Inc (ECRI) | ALGO 5 | ALGO 5 | Natus Medical Inc (ECRI) | D504727 | Active | NDH
ND01510 | Monitor, Patient | Monitors, Patient (ECRI) | Philips Healthcare (ECRI) | MP5 (M8105A) | IntelliVue MP5 | Philips Healthcare (ECRI) | DE21054855 | Active | NDH
ND01511 | Pump, Circulating Fluid | Pumps, Circulating Fluid (ECRI) | Stryker Medical (ECRI) | TP-700 | T/PUMP | Stryker Medical (ECRI) | 2017009106898 | Active | NDH
ND01514 | Air Flowmeter | Flowmeters, Oxygen (ECRI) | Western Medical Inc (ECRI) | NOT AVAILABLE | Not Available | Western Medical Inc (ECRI) | FME0406-00468 | Active | NDH
ND01515 | Infusion Pump | Infusion Pumps (ECRI) | Baxter Healthcare Corp (ECRI) | 3570009 | Spectrum IQ | Baxter Healthcare Corp (ECRI) | 3619064 | Active | NDH
ND01516 | Thermometer, Electronic | Thermometers, Electronic (ECRI) | Welch Allyn Inc (ECRI) | 692 | SureTemp Plus | Welch Allyn Inc (ECRI) | 13500325 | Active | NDH
ND01517 | Monitor, Fetal | Monitors, Fetal (ECRI) | GE Healthcare (ECRI) | 259A | Corometrics 259A | GE Healthcare (ECRI) | SDJ08070912PA | Active | NDH
ND01518 | Infusion Pump | Infusion Pumps (ECRI) | Baxter Healthcare Corp (ECRI) | 3570009 | Spectrum IQ | Baxter Healthcare Corp (ECRI) | 3617453 | Active | NDH
ND01519 | Light, Examination | Lights, Examination (ECRI) | Welch Allyn Inc (ECRI) | GS IV | GS Exam Light IV | Welch Allyn Inc (ECRI) | 409449 | Active | NDH
ND01520 | Monitor, Fetal | Monitors, Fetal (ECRI) | GE Healthcare (ECRI) | 259CX-A | Corometrics 250CX | GE Healthcare (ECRI) | SDJ12517579PA | Active | NDH
ND01521 | Air Flowmeter | Flowmeters, Oxygen (ECRI) | Western Medical Inc (ECRI) | NOT AVAILABLE | Not Available | Western Medical Inc (ECRI) | Not Available | Active | NDH
ND01522 | Monitor, Fetal | Monitors, Fetal (ECRI) | GE Healthcare (ECRI) | 107-PT-001 | NOVII Interface | GE Healthcare (ECRI) | TA4027 | Active | NDH
ND01523 | Monitor, Fetal | Monitors, Fetal (ECRI) | GE Healthcare (ECRI) | 259CX | Corometrics 250CX | GE Healthcare (ECRI) | SDJ20090053PAS | Active | NDH
ND01524 | Infusion Pump | Infusion Pumps (ECRI) | Baxter Healthcare Corp (ECRI) | 3570009 | Spectrum IQ | Baxter Healthcare Corp (ECRI) | 3604891 | Active | NDH
ND01525 | Infusion Pump | Infusion Pumps (ECRI) | Baxter Healthcare Corp (ECRI) | 3570009 | Spectrum IQ | Baxter Healthcare Corp (ECRI) | 3616333 | Active | NDH
ND01526 | Monitor, Fetal | Monitors, Fetal (ECRI) | GE Healthcare (ECRI) | 107-PT-001 | NOVII Interface | GE Healthcare (ECRI) | TA4046 | Active | NDH
ND01527 | Regulator, Suction | Regulators, Suction (ECRI) | Ohio Medical Corp (ECRI) | 1251 | 1251 | GE Datex-Ohmeda Inc (ECRI) | GFFZ18632 | Active | NDH
ND01528 | Flowmeter, Oxygen | Flowmeters, Oxygen (ECRI) | Amvex (ECRI) | T15UO | T15UO | Amvex (ECRI) | Not Available | Active | NDH
ND01529 | Flowmeter O2 | Flowmeters, Oxygen (ECRI) | Precision Medical Inc (ECRI) | 8MFA | 8MFA | Precision Medical Inc (ECRI) | Not Available | Active | NDH
ND01530 | Monitor, Fetal | Monitors, Fetal (ECRI) | GE Healthcare (ECRI) | 107-PT-001 | NOVII Interface | GE Healthcare (ECRI) | TC0003 | Active | NDH
ND01531 | Monitor, Fetal | Monitors, Fetal (ECRI) | GE Healthcare (ECRI) | 259CX-A | Corometrics 250CX | GE Healthcare (ECRI) | SDJ22440026PAS | Active | NDH
ND01532 | Thermometer, Electronic | Thermometers, Electronic (ECRI) | Welch Allyn Inc (ECRI) | 692 | SureTemp Plus | Welch Allyn Inc (ECRI) | 12182527 | Active | NDH
ND01533 | Jaundice Meter | Bilirubinometers (ECRI) | Draeger Inc (ECRI) | JM-105 | JM-105 | Draeger Inc (ECRI) | H2506018 | Active | NDH
ND01534 | Thermometer, Electronic | Thermometers, Electronic (ECRI) | Welch Allyn Inc (ECRI) | 692 | SureTemp Plus | Welch Allyn Inc (ECRI) | 20186691 | Active | NDH
ND01535 | Battery/Dock Chargers | Battery/Dock Chargers (ECRI) | Welch Allyn Inc (ECRI) | 7114X | Universal Charger | Welch Allyn Inc (ECRI) | 12342 | Active | NDH
ND01536 | Monitor, Vital Signs | Monitors, Vital Signs (ECRI) | Welch Allyn Inc (ECRI) | 65NTXX-B | Connex 6000 Series | Welch Allyn Inc (ECRI) | 100045143216 | Active | NDH
ND01537 | Flowmeter, Oxygen | Flowmeters, Oxygen (ECRI) | Amvex (ECRI) | T15UO | T15UO | Amvex (ECRI) | Not Available | Active | NDH
ND01538 | Flowmeter, Oxygen | Flowmeters, Oxygen (ECRI) | Amvex (ECRI) | T15UO | T15UO | Amvex (ECRI) | Not Available | Active | NDH
ND01539 | Thermometer, Electronic | Thermometers, Electronic (ECRI) | Welch Allyn Inc (ECRI) | 692 | SureTemp Plus | Welch Allyn Inc (ECRI) | 12182691 | Active | NDH
ND01540 | Thermometer, Electronic | Thermometers, Electronic (ECRI) | Welch Allyn Inc (ECRI) | 678 | SureTemp | Welch Allyn Inc (ECRI) | 03126558 | Active | NDH
ND01541 | Thermometer, Electronic | Thermometers, Electronic (ECRI) | Welch Allyn Inc (ECRI) | 692 | SureTemp Plus | Welch Allyn Inc (ECRI) | 20174143 | Active | NDH
ND01542 | Warming Unit, Infant, Radiant | Warming Units, Infant, Radiant (ECRI) | GE Healthcare (ECRI) | Panda iRES | Panda iRES | GE Healthcare (ECRI) | G42201035 | Active | NDH
ND01543 | Monitor, Fetal | Monitors, Fetal (ECRI) | GE Healthcare (ECRI) | 259CX-A | Corometrics 250CX | GE Healthcare (ECRI) | SDJ14353493PA | Active | NDH
ND01544 | Light, Examination | Lights, Examination (ECRI) | Welch Allyn Inc (ECRI) | 446XX | Green Series 600 | Welch Allyn Inc (ECRI) | 901067 | Active | NDH
ND01545 | Incubator, Infant, Transport | Incubators, Infant, Transport (ECRI) | Draeger Inc (ECRI) | TI500 | TI500 | Draeger Inc (ECRI) | DSSJ-0056 | Active | NDH
ND01546 | Monitor, Fetal | Monitors, Fetal (ECRI) | GE Healthcare (ECRI) | Corometrics 128 | Corometrics 128 | GE Healthcare (ECRI) | RUX04293963PA | Active | NDH
ND01547 | Air Flowmeter | Flowmeters, Oxygen (ECRI) | Precision Medical Inc (ECRI) | Not Available | Not Available | Precision Medical Inc (ECRI) | Not Available | Active | NDH
ND01548 | Flowmeter, Oxygen | Flowmeters, Oxygen (ECRI) | Amvex (ECRI) | T15UO | T15UO | Amvex (ECRI) | Not Available | Active | NDH
ND01549 | Oxygen Blender | Oxygen Air Proportioners (ECRI) | Tenacore Inc (ECRI) | TAOBL | TAOBL | Tenacore Inc (ECRI) | TNHLF00383 | Active | NDH
ND01550 | FLOW METER | Flowmeters, Oxygen (ECRI) | Western Medical Inc (ECRI) | NOT AVAILABLE | Not Available | Western Medical Inc (ECRI) | NOT AVAILABLE | Active | NDH
ND01551 | Oxygen Blender | Oxygen Air Proportioners (ECRI) | Vyaire Medical Inc (ECRI) | 03920A | 03920A | Vyaire Medical Inc (ECRI) | AHF05146 | Active | NDH
ND01552 | Flowmeter, Oxygen | Flowmeters, Oxygen (ECRI) | Ohio Medical Corp (ECRI) | 1MFA | 1MFA | Ohio Medical Corp (ECRI) | NOT AVAILABLE | Active | NDH
ND01553 | Flowmeter, Oxygen | Flowmeters, Oxygen (ECRI) | Amvex (ECRI) | T15UO | T15UO | Amvex (ECRI) | NOT AVAILABLE | Active | NDH
ND01555 | Flowmeter, Oxygen | Flowmeters, Oxygen (ECRI) | Ohio Medical Corp (ECRI) | 1MFA | 1MFA | Ohio Medical Corp (ECRI) | FLOW METER | Active | NDH
ND01556 | Flowmeter, Oxygen | Flowmeters, Oxygen (ECRI) | Amvex (ECRI) | T15UO | T15UO | Amvex (ECRI) | NECK150048 | Active | NDH
ND01557 | Oxygen Blender | Oxygen Air Proportioners (ECRI) | Tenacore Inc (ECRI) | TAOBL | TAOBL | Tenacore Inc (ECRI) | TNHLF01684 | Active | NDH
ND01558 | Sphygmomanometer | Sphygmomanometers (ECRI) | Welch Allyn Inc (ECRI) | Tycos | Tycos | Welch Allyn Inc (ECRI) | 060505100321 | Active | NDH
ND01559 | Sphygmomanometer | Sphygmomanometers (ECRI) | Welch Allyn Inc (ECRI) | Tycos | Tycos | Welch Allyn Inc (ECRI) | 05082208461 | Active | NDH
ND01560 | Pump, Circulating Fluid | Pumps, Circulating Fluid (ECRI) | Stryker Medical (ECRI) | TP-700 | T/PUMP | Stryker Medical (ECRI) | 2017009106883 | Active | NDH
ND01561 | Intermittent Compression Unit | Compression Units (ECRI) | Covidien Inc (ECRI) | 29525 | Kendall SCD 700 | Covidien Inc (ECRI) | V1213812SX | Active | NDH
ND01562 | Intermittent Compression Unit | Compression Units (ECRI) | Covidien Inc (ECRI) | 29525 | Kendall SCD 700 | Covidien Inc (ECRI) | V1526820SX | Active | NDH
ND01563 | Intermittent Compression Unit | Compression Units (ECRI) | Covidien Inc (ECRI) | 29525 | Kendall SCD 700 | Covidien Inc (ECRI) | V1219834SX | Active | NDH
ND01564 | Intermittent Compression Unit | Compression Units (ECRI) | Covidien Inc (ECRI) | 29525 | Kendall SCD 700 | Covidien Inc (ECRI) | V1213836SX | Active | NDH
ND01565 | Intermittent Compression Unit | Compression Units (ECRI) | Covidien Inc (ECRI) | 29525 | Kendall SCD 700 | Covidien Inc (ECRI) | V1526977SX | Active | NDH
ND01566 | Monitor, Patient Transport | Monitors, Patient Transport (ECRI) | GE Healthcare (ECRI) | DASH 3000 | DASH 3000 | GE Healthcare (ECRI) | SHQ13403158SA | Active | NDH
ND01567 | Flowmeter, Oxygen | Flowmeters, Oxygen (ECRI) | Amvex (ECRI) | T15UO | T15UO | Amvex (ECRI) | Not Available | Active | NDH
ND01568 | FLOW METER | Flowmeters, Oxygen (ECRI) | Ohio Medical Corp (ECRI) | Not Available | Not Available | Ohio Medical Corp (ECRI) | NOT AVAILABLE | Active | NDH
ND01569 | Regulator, Suction | Regulators, Suction (ECRI) | Ohio Medical Corp (ECRI) | 1251 | 1251 | Ohio Medical Corp (ECRI) | JGGU22603 | Active | NDH
ND01570 | Flowmeter, Medical Air | Flowmeters, Medical Air (ECRI) | Amvex (ECRI) | T15UA | T15UA | Amvex (ECRI) | FMAA08333CO | Active | NDH
ND01571 | Infusion Pump | Infusion Pumps (ECRI) | Baxter Healthcare Corp (ECRI) | 3570009 | Spectrum IQ | Baxter Healthcare Corp (ECRI) | 3616292 | Active | NDH
ND01572 | Infusion Pump | Infusion Pumps (ECRI) | Baxter Healthcare Corp (ECRI) | 3570009 | Spectrum IQ | Baxter Healthcare Corp (ECRI) | 3618360 | Active | NDH
ND01573 | Regulator, Suction | Regulators, Suction (ECRI) | Ohio Medical Corp (ECRI) | 1251 | 1251 | Ohio Medical Corp (ECRI) | JGGU22471 | Active | NDH
ND01574 | Flowmeter, Medical Air | Flowmeters, Medical Air (ECRI) | Amvex (ECRI) | T15UA | T15UA | Amvex (ECRI) | FMAA08309CO | Active | NDH
ND01575 | Infusion Pump | Infusion Pumps (ECRI) | Baxter Healthcare Corp (ECRI) | 3570009 | Spectrum IQ | Baxter Healthcare Corp (ECRI) | 3620106 | Active | NDH
ND01576 | Flowmeters, Oxygen (ECRI) | Flowmeters, Oxygen (ECRI) | Not Available | Not Available | Not Available | Not Available | Not Available | Active | NDH
ND01577 | Flowmeter, Oxygen | Flowmeters, Oxygen (ECRI) | Amvex (ECRI) | T15UO | T15UO | Amvex (ECRI) | Not Available | Active | NDH
ND01578 | Regulator, Suction | Regulators, Suction (ECRI) | Ohio Medical Corp (ECRI) | 1251 | 1251 | Ohio Medical Corp (ECRI) | JGGU22597 | Active | NDH
ND01579 | Infusion Pump | Infusion Pumps (ECRI) | Baxter Healthcare Corp (ECRI) | 3570009 | Spectrum IQ | Baxter Healthcare Corp (ECRI) | 3621122 | Active | NDH
ND01580 | FLOW METER | Flowmeters, Oxygen (ECRI) | Western Medical Inc (ECRI) | NOT AVAILABLE | Not Available | Western Medical Inc (ECRI) | FME9803-8272 | Active | NDH
ND01581 | Monitor, Vital Signs | Monitors, Vital Signs (ECRI) | Philips Healthcare (ECRI) | SureSigns VS2 | SureSigns VS2 | Philips Healthcare (ECRI) | US90300201 | Active | NDH
ND01582 | Flowmeter O2 | Flowmeters, Oxygen (ECRI) | Precision Medical Inc (ECRI) | Not Available | Not Available | Precision Medical Inc (ECRI) | Not Available | Active | NDH
ND01583 | Flowmeter O2 | Flowmeters, Oxygen (ECRI) | Precision Medical Inc (ECRI) | Not Available | Not Available | Precision Medical Inc (ECRI) | Not Available | Active | NDH
ND01584 | Monitor, Vital Signs | Monitors, Vital Signs (ECRI) | Welch Allyn Inc (ECRI) | 65NTXX-B | Connex 6000 Series | Welch Allyn Inc (ECRI) | 100045313216 | Active | NDH
ND01585 | Flowmeter, Medical Air | Flowmeters, Medical Air (ECRI) | Amvex (ECRI) | T15UA | T15UA | Amvex (ECRI) | FMAO27079GO | Active | NDH
ND01586 | Flowmeter, Medical Air | Flowmeters, Medical Air (ECRI) | Amvex (ECRI) | T15UA | T15UA | Amvex (ECRI) | FMAA08332CO | Active | NDH
ND01587 | Regulator, Suction | Regulators, Suction (ECRI) | Ohio Medical Corp (ECRI) | PISA | PISA | Ohio Medical Corp (ECRI) | PSAZ04163 | Active | NDH
ND01588 | Flowmeter, Oxygen | Flowmeters, Oxygen (ECRI) | Amvex (ECRI) | T15UO | T15UO | Amvex (ECRI) | FMAO08865GO | Active | NDH
ND01589 | Flowmeter, Oxygen | Flowmeters, Oxygen (ECRI) | Amvex (ECRI) | T15UO | T15UO | Amvex (ECRI) | FMAO08866GO | Active | NDH
ND01590 | Flowmeter, Medical Air | Flowmeters, Medical Air (ECRI) | Amvex (ECRI) | T15UA | T15UA | Amvex (ECRI) | FMAA08329CO | Active | NDH
ND01591 | Monitor, Display | Monitors, Video (ECRI) | Hewlett-Packard Co (ECRI) | EM886A | LE1711 Monitor | Hewlett-Packard Co (ECRI) | 3CQ020C6RT | Active | NDH
ND01592 | Sphygmomanometer | Sphygmomanometers (ECRI) | Welch Allyn Inc (ECRI) | Tycos | Tycos | Welch Allyn Inc (ECRI) | 060405100914 | Active | NDH
ND01593 | Flowmeter, Medical Air | Flowmeters, Medical Air (ECRI) | Timeter Instrument Corp (ECRI) | TLA-15 | TLA-15 | Timeter Instrument Corp (ECRI) | NOT AVAILABLE | Active | NDH
ND01594 | Flowmeter, Oxygen | Flowmeters, Oxygen (ECRI) | Timeter Instrument Corp (ECRI) | ULO-15 | ULO-15 | Timeter Instrument Corp (ECRI) | NOT AVAILABLE | Active | NDH
ND01595 | Flowmeter, Oxygen | Flowmeters, Oxygen (ECRI) | GE Datex-Ohmeda Inc (ECRI) | Not Available | Not Available | GE Datex-Ohmeda Inc (ECRI) | AHE J12314 | Active | NDH
ND01596 | Flowmeter, Oxygen | Flowmeters, Oxygen (ECRI) | WT Farley Inc (ECRI) | 3-700 | 3-700 | WT Farley Inc (ECRI) | M669500-1200124 | Active | NDH
ND01597 | Regulator, Suction | Regulators, Suction (ECRI) | Ohio Medical Corp (ECRI) | 1251 | 1251 | Ohio Medical Corp (ECRI) | AHCM13767 | Active | NDH
ND01598 | Flowmeter, Oxygen | Flowmeters, Oxygen (ECRI) | Amvex (ECRI) | T15UO | T15UO | Amvex (ECRI) | FMA2036 | Active | NDH
ND01599 | FLOWMETER | Flowmeters, Oxygen (ECRI) | Precision Medical Inc (ECRI) | 8MFA | 8MFA | Precision Medical Inc (ECRI) | NOT AVAILABLE | Active | NDH
ND01600 | Flowmeter, Oxygen | Flowmeters, Oxygen (ECRI) | Porter Instrument Co (ECRI) | MXR | MXR | Porter Instrument Co (ECRI) | G180673 | Active | NDH
ND01602 | Regulator, Suction | Regulators, Suction (ECRI) | Ohio Medical Corp (ECRI) | 1251 | 1251 | Ohio Medical Corp (ECRI) | JGGU22595 | Active | NDH
ND01603 | Flowmeter, Medical Air | Flowmeters, Medical Air (ECRI) | Amvex (ECRI) | T15UA | T15UA | Amvex (ECRI) | FMAA08317C0 | Active | NDH
ND01604 | Flowmeter, Oxygen | Flowmeters, Oxygen (ECRI) | Amvex (ECRI) | T15UO | T15UO | Amvex (ECRI) | Not Available | Active | NDH
ND01605 | Flowmeter, Oxygen | Flowmeters, Oxygen (ECRI) | Amvex (ECRI) | T15UO | T15UO | Amvex (ECRI) | Not Available | Active | NDH
ND01606 | Infusion Pump | Infusion Pumps (ECRI) | Baxter Healthcare Corp (ECRI) | 3570009 | Spectrum IQ | Baxter Healthcare Corp (ECRI) | 3618716 | Active | NDH
ND01607 | Flowmeter, Oxygen | Flowmeters, Oxygen (ECRI) | Amvex (ECRI) | T15UO | T15UO | Amvex (ECRI) | FMAO08874G0 | Active | NDH
ND01608 | Flowmeter, Oxygen | Flowmeters, Oxygen (ECRI) | Amvex (ECRI) | T15UO | T15UO | Amvex (ECRI) | FMAO08873G0 | Active | NDH
ND01609 | Flowmeter, Oxygen | Flowmeters, Oxygen (ECRI) | Amvex (ECRI) | T15UO | T15UO | Amvex (ECRI) | Not Available | Active | NDH
ND01610 | Infusion Pump | Infusion Pumps (ECRI) | Baxter Healthcare Corp (ECRI) | 3570009 | Spectrum IQ | Baxter Healthcare Corp (ECRI) | 3619919 | Active | NDH
ND01611 | Infusion Pump | Infusion Pumps (ECRI) | Baxter Healthcare Corp (ECRI) | 3570009 | Spectrum IQ | Baxter Healthcare Corp (ECRI) | 3617619 | Active | NDH
ND01612 | Regulator, Suction | Regulators, Suction (ECRI) | Ohio Medical Corp (ECRI) | 1251 | 1251 | Ohio Medical Corp (ECRI) | JGGU22614 | Active | NDH
ND01613 | Flowmeter, Medical Air | Flowmeters, Medical Air (ECRI) | Amvex (ECRI) | T15UA | T15UA | Amvex (ECRI) | FMAA08312CO | Active | NDH
ND01614 | Flowmeter, Oxygen | Flowmeters, Oxygen (ECRI) | Amvex (ECRI) | T15UO | T15UO | Amvex (ECRI) | 80091919 | Active | NDH
ND01615 | Flowmeter, Oxygen | Flowmeters, Oxygen (ECRI) | Amvex (ECRI) | T15UO | T15UO | Amvex (ECRI) | 80091918 | Active | NDH
ND01616 | Telemetry Transmitter | Monitors, Telemetric, Physiologic (ECRI) | Philips Healthcare (ECRI) | MX40-1C4 (865350) | IntelliVue MX40 | Philips Healthcare (ECRI) | US096C5577 | Active | NDH
ND01617 | Flowmeter, Medical Air | Flowmeters, Medical Air (ECRI) | Amvex (ECRI) | T15UA | T15UA | Amvex (ECRI) | FMAA08285CO | Active | NDH
ND01618 | Flowmeter, Oxygen | Flowmeters, Oxygen (ECRI) | Amvex (ECRI) | T15UO | T15UO | Amvex (ECRI) | FMAO27069GO | Active | NDH
ND01619 | Monitor, Vital Signs | Monitors, Vital Signs (ECRI) | Welch Allyn Inc (ECRI) | 65NTXX-B | Connex 6000 Series | Welch Allyn Inc (ECRI) | 100045413216 | Active | NDH
ND01620 | Intermittent Compression Unit | Compression Units (ECRI) | Covidien Inc (ECRI) | 29525 | Kendall SCD 700 | Covidien Inc (ECRI) | V1213851SX | Active | NDH
ND01621 | Infusion Pump | Infusion Pumps (ECRI) | Baxter Healthcare Corp (ECRI) | 3570009 | Spectrum IQ | Baxter Healthcare Corp (ECRI) | 3609034 | Active | NDH
ND01622 | Intermittent Compression Unit | Compression Units (ECRI) | Covidien Inc (ECRI) | 29525 | Kendall SCD 700 | Covidien Inc (ECRI) | V1213765SX | Active | NDH
ND01623 | Flowmeter, Oxygen | Flowmeters, Oxygen (ECRI) | Amvex (ECRI) | T15UO | T15UO | Amvex (ECRI) | 80090494 | Active | NDH
ND01624 | Flowmeter, Oxygen | Flowmeters, Oxygen (ECRI) | Amvex (ECRI) | T15UO | T15UO | Amvex (ECRI) | 80090497 | Active | NDH
ND01625 | Flowmeter, Medical Air | Flowmeters, Medical Air (ECRI) | Amvex (ECRI) | T15UA | T15UA | Amvex (ECRI) | FMAA08278CO | Active | NDH
ND01626 | Regulator, Suction | Regulators, Suction (ECRI) | Ohio Medical Corp (ECRI) | 1251 | 1251 | Ohio Medical Corp (ECRI) | JGGU11378 | Active | NDH
ND01627 | Flowmeter O2 | Flowmeters, Oxygen (ECRI) | Precision Medical Inc (ECRI) | Not Available | Not Available | Precision Medical Inc (ECRI) | Not Available | Active | NDH
ND01628 | Regulator, Suction | Regulators, Suction (ECRI) | Ohio Medical Corp (ECRI) | 1251 | 1251 | Ohio Medical Corp (ECRI) | JGGU22606 | Active | NDH
ND01629 | Flowmeter, Medical Air | Flowmeters, Medical Air (ECRI) | Amvex (ECRI) | T15UA | T15UA | Amvex (ECRI) | FMAA08315CO | Active | NDH
ND01630 | Infusion Pump | Infusion Pumps (ECRI) | Baxter Healthcare Corp (ECRI) | 3570009 | Spectrum IQ | Baxter Healthcare Corp (ECRI) | 3619457 | Active | NDH
ND01631 | Flowmeter, Medical Air | Flowmeters, Medical Air (ECRI) | Amvex (ECRI) | T15UA | T15UA | Amvex (ECRI) | FMAO27081GO | Active | NDH
ND01632 | Flowmeter, Medical Air | Flowmeters, Medical Air (ECRI) | Amvex (ECRI) | T15UA | T15UA | Amvex (ECRI) | Not Available | Active | NDH
ND01633 | Intermittent Compression Unit | Compression Units (ECRI) | Covidien Inc (ECRI) | 29525 | Kendall SCD 700 | Covidien Inc (ECRI) | V1213757SX | Active | NDH
ND01634 | Flowmeter O2 | Flowmeters, Oxygen (ECRI) | Precision Medical Inc (ECRI) | Not Available | Not Available | Precision Medical Inc (ECRI) | Not Available | Active | NDH
ND01635 | Flowmeter O2 | Flowmeters, Oxygen (ECRI) | Precision Medical Inc (ECRI) | Not Available | Not Available | Precision Medical Inc (ECRI) | Not Available | Active | NDH
ND01636 | Flowmeter, Medical Air | Flowmeters, Medical Air (ECRI) | Amvex (ECRI) | T15UA | T15UA | Amvex (ECRI) | FMAA08297CO | Active | NDH
ND01637 | Regulator, Suction | Regulators, Suction (ECRI) | Ohio Medical Corp (ECRI) | 1251 | 1251 | Ohio Medical Corp (ECRI) | JGGU22313 | Active | NDH
ND01638 | Infusion Pump | Infusion Pumps (ECRI) | Baxter Healthcare Corp (ECRI) | 3570009 | Spectrum IQ | Baxter Healthcare Corp (ECRI) | 3638306 | Active | NDH
ND01639 | Flowmeter, Oxygen | Flowmeters, Oxygen (ECRI) | Amvex (ECRI) | T15UO | T15UO | Amvex (ECRI) | NOT AVAILABLE | Active | NDH
ND01640 | Regulator, Suction | Regulators, Suction (ECRI) | Ohio Medical Corp (ECRI) | 1251 | 1251 | Ohio Medical Corp (ECRI) | AHBC02502 | Active | NDH
ND01641 | Flowmeter, Oxygen | Flowmeters, Oxygen (ECRI) | Timeter Instrument Corp (ECRI) | TLO-15 | TLO-15 | Timeter Instrument Corp (ECRI) | NOT AVAILABLE | Active | NDH
ND01643 | FLOW METER | Flowmeters, Oxygen (ECRI) | Precision Medical Inc (ECRI) | 8MFA | 8MFA | Precision Medical Inc (ECRI) | NOT AVAILABLE | Active | NDH
ND01644 | FLOW METER | Flowmeters, Oxygen (ECRI) | Precision Medical Inc (ECRI) | 8MFA | 8MFA | Precision Medical Inc (ECRI) | NOT AVAILABLE | Active | NDH
ND01645 | Infusion Pump | Infusion Pumps (ECRI) | Baxter Healthcare Corp (ECRI) | 3570009 | Spectrum IQ | Baxter Healthcare Corp (ECRI) | 3620201 | Active | NDH
ND01646 | Monitor, Fetal | Monitors, Fetal (ECRI) | GE Healthcare (ECRI) | 250CX | Corometrics 250CX | GE Healthcare (ECRI) | SDJ20120018PAS | Active | NDH
ND01647 | Thermometer, Electronic | Thermometers, Electronic (ECRI) | Welch Allyn Inc (ECRI) | 692 | SureTemp Plus | Welch Allyn Inc (ECRI) | 14251514 | Active | NDH
ND01648 | Monitor, Fetal | Monitors, Fetal (ECRI) | GE Healthcare (ECRI) | 107-PT-001 | NOVII Interface | GE Healthcare (ECRI) | TC0059 | Active | NDH
ND01649 | Intermittent Compression Unit | Compression Units (ECRI) | Covidien Inc (ECRI) | 29525 | Kendall SCD 700 | Covidien Inc (ECRI) | V1213763SX | Active | NDH
ND01650 | Thermometer, Electronic | Thermometers, Electronic (ECRI) | Welch Allyn Inc (ECRI) | 690 | SureTemp Plus | Welch Allyn Inc (ECRI) | 07069249 | Active | NDH
ND01651 | Phototherapy Unit | Phototherapy Units, Hyperbilirubinemia (ECRI) | Natus Medical Inc (ECRI) | neoBLUE | neoBLUE LED | Natus Medical Inc (ECRI) | 24000 | Active | NDH
ND01653 | Phototherapy Unit | Phototherapy Units, Hyperbilirubinemia (ECRI) | Natus Medical Inc (ECRI) | neoBLUE | neoBLUE LED | Natus Medical Inc (ECRI) | 24002 | Active | NDH
ND01654 | Incubator, Infant, Mobile | Incubators, Infant, Mobile (ECRI) | Natus Medical Inc (ECRI) | NatalCare ST-LX | NatalCare ST-LX | Natus Medical Inc (ECRI) | 4090-12 | Active | NDH
ND01655 | Incubator, Infant, Mobile | Incubators, Infant, Mobile (ECRI) | Natus Medical Inc (ECRI) | NatalCare ST-LX | NatalCare ST-LX | Natus Medical Inc (ECRI) | 4099-12 | Active | NDH
ND01656 | Incubator, Infant | Incubators, Infant (ECRI) | Medix Medical Devices (ECRI) | NatalCareXL | NatalCareXL | Medix Medical Devices (ECRI) | Not Available | Active | NDH
ND01657 | Phototherapy Unit | Phototherapy Units, Hyperbilirubinemia (ECRI) | Natus Medical Inc (ECRI) | neoBLUE | neoBLUE | Natus Medical Inc (ECRI) | 23318 | Active | NDH
ND01658 | Phototherapy Unit | Phototherapy Units, Hyperbilirubinemia (ECRI) | Natus Medical Inc (ECRI) | neoBLUE Blanket | neoBLUE Blanket LED | Natus Medical Inc (ECRI) | 010534 | Active | NDH
ND01659 | Phototherapy Unit | Phototherapy Units, Hyperbilirubinemia (ECRI) | Natus Medical Inc (ECRI) | neoBLUE Blanket | neoBLUE Blanket LED | Natus Medical Inc (ECRI) | 008179 | Active | NDH
ND01660 | Phototherapy Unit | Phototherapy Units, Hyperbilirubinemia (ECRI) | Natus Medical Inc (ECRI) | neoBLUE Blanket | neoBLUE Blanket LED | Natus Medical Inc (ECRI) | 004850 | Active | NDH
ND01661 | Flowmeter, Oxygen | Flowmeters, Oxygen (ECRI) | GE Datex-Ohmeda Inc (ECRI) | Not Available | Not Available | GE Datex-Ohmeda Inc (ECRI) | J12339 | Active | NDH
ND01662 | Monitor, Patient | Monitors, Patient (ECRI) | GE Healthcare (ECRI) | CARESCAPE ONE | CARESCAPE ONE | GE Healthcare (ECRI) | SNA22520141SA | Active | NDH
ND01663 | Warming Unit, Infant, Radiant | Warming Units, Infant, Radiant (ECRI) | GE Healthcare (ECRI) | Panda iRES | Panda iRES | GE Healthcare (ECRI) | G42301002 | Active | NDH
ND01664 | Light | Lights, Examination (ECRI) | Medical Illumination (ECRI) | 061323 | MI-550 | Medical Illumination (ECRI) | 12210669 | Active | NDH
ND01665 | Flowmeter, Oxygen | Flowmeters, Oxygen (ECRI) | GE Datex-Ohmeda Inc (ECRI) | Not Available | Not Available | GE Datex-Ohmeda Inc (ECRI) | AHE G16345 | Active | NDH
ND01666 | Flowmeter, Oxygen | Flowmeters, Oxygen (ECRI) | GE Datex-Ohmeda Inc (ECRI) | Not Available | Not Available | GE Datex-Ohmeda Inc (ECRI) | AHEG16339 | Active | NDH
ND01667 | Thermometer, Electronic | Thermometers, Electronic (ECRI) | Welch Allyn Inc (ECRI) | 692 | SureTemp Plus | Welch Allyn Inc (ECRI) | 16020841 | Active | NDH
ND01669 | Thermometer, Electronic | Thermometers, Electronic (ECRI) | Welch Allyn Inc (ECRI) | 692 | SureTemp Plus | Welch Allyn Inc (ECRI) | 20175663 | Active | NDH
ND01670 | Warming Unit, Infant, Radiant | Warming Units, Infant, Radiant (ECRI) | GE Healthcare (ECRI) | Panda iRES | Panda iRES | GE Healthcare (ECRI) | PBWV61507 | Active | NDH
ND01671 | Monitor, Patient | Monitors, Patient (ECRI) | GE Healthcare (ECRI) | CARESCAPE ONE | CARESCAPE ONE | GE Healthcare (ECRI) | SNA22510271SA | Active | NDH
ND01672 | Monitor, Fetal | Monitors, Fetal (ECRI) | GE Healthcare (ECRI) | 259CX | Corometrics 250CX | GE Healthcare (ECRI) | SDJ22210090PAS | Active | NDH
ND01673 | Infusion Pump | Infusion Pumps (ECRI) | Baxter Healthcare Corp (ECRI) | 3570009 | Spectrum IQ | Baxter Healthcare Corp (ECRI) | 3638853 | Active | NDH
ND01674 | Infusion Pump | Infusion Pumps (ECRI) | Baxter Healthcare Corp (ECRI) | 3570009 | Spectrum IQ | Baxter Healthcare Corp (ECRI) | 3617944 | Active | NDH
ND01675 | Infusion Pump | Infusion Pumps (ECRI) | Baxter Healthcare Corp (ECRI) | 3570009 | Spectrum IQ | Baxter Healthcare Corp (ECRI) | 3620135 | Active | NDH
ND01676 | Flowmeter, Oxygen | Flowmeters, Oxygen (ECRI) | Amvex (ECRI) | T15UO | T15UO | Amvex (ECRI) | FMAO27063GO | Active | NDH
ND01677 | PCEA Infusion Pump | Infusion Pumps, Analgesic, Patient-Controlled (ECRI) | QCore Medical (ECRI) | 15032-000-0027 | Sapphire | QCore Medical (ECRI) | 30026-8849 | Active | NDH
ND01678 | Monitor, Fetal | Monitors, Fetal (ECRI) | GE Healthcare (ECRI) | 259CX-A | Corometrics 250CX | GE Healthcare (ECRI) | SDJ10366701PA | Active | NDH
ND01679 | Monitor, Fetal | Monitors, Fetal (ECRI) | GE Healthcare (ECRI) | 107-PT-001 | NOVII Interface | GE Healthcare (ECRI) | TD1023 | Active | NDH
ND01680 | Light, Examination | Lights, Examination (ECRI) | Welch Allyn Inc (ECRI) | 446XX | Green Series 600 | Welch Allyn Inc (ECRI) | 2137 | Active | NDH
ND01681 | Scale, Infant | Scales, Infant (ECRI) | Natus Medical Inc (ECRI) | 56320 | Smart Scale Model 20 | OLYMPIC MEDICAL CORP | 3261 | Active | NDH
ND01682 | Defibrillator | Defibrillators (ECRI) | Medtronic Inc (ECRI) | LIFEPAK 20 | LIFEPAK 20 | Medtronic Inc (ECRI) | 33169359 | Active | NDH
ND01683 | Light | Lights, Examination (ECRI) | Medical Illumination (ECRI) | 061323 | MI-550 | Medical Illumination (ECRI) | 12210670 | Active | NDH
ND01684 | Oxygen Blender | Oxygen Air Proportioners (ECRI) | Tenacore Inc (ECRI) | TAOBL | TAOBL | Tenacore Inc (ECRI) | TNHLF01686 | Active | NDH
ND01685 | Flowmeter, Oxygen | Flowmeters, Oxygen (ECRI) | Precision Medical Inc (ECRI) | Not Available | Not Available | Precision Medical Inc (ECRI) | NOT AVAILABLE | Active | NDH
ND01686 | Oximeter, Pulse | Oximeters, Pulse (ECRI) | Masimo Corp (ECRI) | Rad-97 | Pulse Co-Oximeter | Masimo Corp (ECRI) | 3000179641 | Active | NDH
ND01687 | Monitor, Patient | Monitors, Patient (ECRI) | GE Healthcare (ECRI) | CARESCAPE B450 | CARESCAPE B450 | GE Healthcare (ECRI) | SNT22512123SA | Active | NDH
ND01688 | Monitor, Patient | Monitors, Patient (ECRI) | GE Healthcare (ECRI) | CARESCAPE ONE | CARESCAPE ONE | GE Healthcare (ECRI) | SNB23010019SA | Active | NDH
ND01689 | Ventilator, Intensive Care | Ventilators, Intensive Care (ECRI) | Getinge USA Inc (ECRI) | 6487800 | SERVO-i | MAQUET Medical Systems (ECRI) | 77544 | Active | NDH
ND01690 | FLOW METER | Flowmeters, Oxygen (ECRI) | Western Medical Inc (ECRI) | NOT AVAILABLE | Not Available | Western Medical Inc (ECRI) | FMA0420H | Active | NDH
ND01691 | Flowmeter, Oxygen | Flowmeters, Oxygen (ECRI) | Amvex (ECRI) | T15UO | T15UO | Amvex (ECRI) | NOT AVAILABLE | Active | NDH
ND01692 | Flowmeter, Medical Air | Flowmeters, Medical Air (ECRI) | Amvex (ECRI) | T15UA | T15UA | Amvex (ECRI) | FMAA0608400 | Active | NDH
ND01693 | Oximeter, Pulse | Oximeters, Pulse (ECRI) | Masimo Corp (ECRI) | Rad-97 | Pulse Co-Oximeter | Masimo Corp (ECRI) | 3000179353 | Active | NDH
ND01694 | Infusion Pump, Syringe | Infusion Pumps, Syringe (ECRI) | Smiths Medical (ECRI) | Medfusion 3500 | Medfusion 3500 | Smiths Medical (ECRI) | M55558 | Active | NDH
ND01696 | Infusion Pump | Infusion Pumps (ECRI) | Baxter Healthcare Corp (ECRI) | 3570009 | Spectrum IQ | Baxter Healthcare Corp (ECRI) | 3638248 | Active | NDH
ND01697 | Flowmeter, Oxygen | Flowmeters, Oxygen (ECRI) | Amvex (ECRI) | T15UO | T15UO | Amvex (ECRI) | FMA027077G0 | Active | NDH
ND01698 | Flowmeter, Medical Air | Flowmeters, Medical Air (ECRI) | Amvex (ECRI) | T15UA | T15UA | Amvex (ECRI) | FMAA06086C0 | Active | NDH
ND01699 | Oxygen Blender | Oxygen Air Proportioners (ECRI) | Bird Products Corp (ECRI) | Not Available | Not Available | Bird Products Corp (ECRI) | Not Available | Active | NDH
ND01700 | Warming Unit, Infant, Radiant | Warming Units, Infant, Radiant (ECRI) | GE Healthcare (ECRI) | Panda iRES | Panda iRES | GE Healthcare (ECRI) | HDJN51320 | Active | NDH
ND01701 | Warming Unit, Blanket | Warming Units, Blanket (ECRI) | Natus Medical Inc (ECRI) | 56910 | Olympic Warmette 10 | OLYMPIC MEDICAL CORP | 1035 | Active | NDH
ND01702 | Flowmeter, Oxygen | Flowmeters, Oxygen (ECRI) | Amvex (ECRI) | T15UO | T15UO | Amvex (ECRI) | NOT AVAILABLE | Active | NDH
ND01703 | Flowmeter, Oxygen | Flowmeters, Oxygen (ECRI) | Amvex (ECRI) | T15UO | T15UO | Amvex (ECRI) | NOT AVAILABLE | Active | NDH
ND01704 | Flowmeter, Oxygen | Flowmeters, Oxygen (ECRI) | Amvex (ECRI) | T15UO | T15UO | Amvex (ECRI) | NOT AVAILABLE | Active | NDH
ND01705 | FLOW METER | Flowmeters, Oxygen (ECRI) | Precision Medical Inc (ECRI) | 8MFA | 8MFA | Precision Medical Inc (ECRI) | NOT AVAILABLE | Active | NDH
ND01706 | Flowmeter | Flowmeters, Oxygen (ECRI) | Precision Medical Inc (ECRI) | 8MFA | 8MFA | Precision Medical Inc (ECRI) | NOT AVAILABLE | Active | NDH
ND01707 | FLOW METER | Flowmeters, Oxygen (ECRI) | Precision Medical Inc (ECRI) | 8MFA | 8MFA | Precision Medical Inc (ECRI) | NOT AVAILABLE | Active | NDH
ND01708 | FLOW METER | Flowmeters, Oxygen (ECRI) | Precision Medical Inc (ECRI) | 8MFA | 8MFA | Precision Medical Inc (ECRI) | NOT AVAILABLE | Active | NDH
ND01709 | Thermometer, Electronic | Thermometers, Electronic (ECRI) | Welch Allyn Inc (ECRI) | 692 | SureTemp Plus | Welch Allyn Inc (ECRI) | 14232095 | Active | NDH
ND01711 | Regulator, Suction | Regulators, Suction (ECRI) | Ohio Medical Corp (ECRI) | 1251 | 1251 | Ohio Medical Corp (ECRI) | JGGU22309 | Active | NDH
ND01712 | Flowmeter, Medical Air | Flowmeters, Medical Air (ECRI) | Amvex (ECRI) | T15UA | T15UA | Amvex (ECRI) | FMAA08286CO | Active | NDH
ND01713 | Flowmeter, Oxygen | Flowmeters, Oxygen (ECRI) | Amvex (ECRI) | T15UO | T15UO | Amvex (ECRI) | FMAO08869GO | Active | NDH
ND01714 | Flowmeter, Oxygen | Flowmeters, Oxygen (ECRI) | Amvex (ECRI) | T15UO | T15UO | Amvex (ECRI) | FMAO08870GO | Active | NDH
ND01715 | Regulator, Suction | Regulators, Suction (ECRI) | Ohio Medical Corp (ECRI) | PISA | PISA | Ohio Medical Corp (ECRI) | PSAZ03183 | Active | NDH
ND01716 | Flowmeter, Medical Air | Flowmeters, Medical Air (ECRI) | Amvex (ECRI) | T15UA | T15UA | Amvex (ECRI) | FMAA08290CO | Active | NDH
ND01717 | Flowmeter, Oxygen | Flowmeters, Oxygen (ECRI) | Amvex (ECRI) | T15UO | T15UO | Amvex (ECRI) | FMAO27072GO | Active | NDH
ND01718 | Intermittent Compression Unit | Compression Units (ECRI) | Covidien Inc (ECRI) | 29525 | Kendall SCD 700 | Covidien Inc (ECRI) | V1211128SX | Active | NDH
ND01719 | Intermittent Compression Unit | Compression Units (ECRI) | Covidien Inc (ECRI) | 29525 | Kendall SCD 700 | Covidien Inc (ECRI) | V1526964SX | Active | NDH
ND01720 | Intermittent Compression Unit | Compression Units (ECRI) | Covidien Inc (ECRI) | 29525 | Kendall SCD 700 | Covidien Inc (ECRI) | V1213827SX | Active | NDH
ND01721 | Intermittent Compression Unit | Compression Units (ECRI) | Covidien Inc (ECRI) | 29525 | Kendall SCD 700 | Covidien Inc (ECRI) | V1213825SX | Active | NDH
ND01722 | Intermittent Compression Unit | Compression Units (ECRI) | Covidien Inc (ECRI) | 29525 | Kendall SCD 700 | Covidien Inc (ECRI) | V1526895SX | Active | NDH
ND01723 | Flowmeter, Medical Air | Flowmeters, Medical Air (ECRI) | Amvex (ECRI) | T15UA | T15UA | Amvex (ECRI) | FMAA08282CO | Active | NDH
ND01724 | Regulator, Suction | Regulators, Suction (ECRI) | Ohio Medical Corp (ECRI) | 1251 | 1251 | GE Datex-Ohmeda Inc (ECRI) | GFFJL4186 | Active | NDH
ND01725 | Infusion Pump | Infusion Pumps (ECRI) | Baxter Healthcare Corp (ECRI) | 3570009 | Spectrum IQ | Baxter Healthcare Corp (ECRI) | 3598071 | Active | NDH
ND01726 | Infusion Pump, Enteral Feeding | Infusion Pumps, Enteral Feeding (ECRI) | Covidien Inc (ECRI) | Kangaroo ePUMP | Kangaroo ePUMP | Covidien Inc (ECRI) | C1362315 | Active | NDH
ND01727 | Infusion Pump, Enteral Feeding | Infusion Pumps, Enteral Feeding (ECRI) | Covidien Inc (ECRI) | Kangaroo ePUMP | Kangaroo ePUMP | Covidien Inc (ECRI) | C13062071 | Active | NDH
ND01728 | Intermittent Compression Unit | Compression Units (ECRI) | Covidien Inc (ECRI) | 29525 | Kendall SCD 700 | Covidien Inc (ECRI) | V1213837SX | Active | NDH
ND01729 | Monitor, Display | Monitors, Video (ECRI) | Hewlett-Packard Co (ECRI) | E23 G4 FHD | E23 G4 FHD | Hewlett-Packard Co (ECRI) | CN431316VG | Active | NDH
ND01730 | Defibrillator | Defibrillators (ECRI) | Physio-Control Inc (ECRI) | LIFEPAK 20e | LIFEPAK 20e | Physio-Control Inc (ECRI) | 44065700 | Active | NDH
ND01731 | Monitor, Display | Monitors, Video (ECRI) | Hewlett-Packard Co (ECRI) | E23 G4 FHD | E23 G4 FHD | Hewlett-Packard Co (ECRI) | CN431316V7 | Active | NDH
ND01732 | Infusion Pump | Infusion Pumps (ECRI) | Baxter Healthcare Corp (ECRI) | 3570009 | Spectrum IQ | Baxter Healthcare Corp (ECRI) | 3629776 | Active | NDH
ND01733 | Regulator, Suction | Regulators, Suction (ECRI) | Ohio Medical Corp (ECRI) | 1251 | 1251 | Ohio Medical Corp (ECRI) | JGSI6770 | Active | NDH
ND01734 | Flowmeter, Medical Air | Flowmeters, Medical Air (ECRI) | Amvex (ECRI) | T15UA | T15UA | Amvex (ECRI) | FMAA08328CO | Active | NDH
ND01735 | Flowmeter, Oxygen | Flowmeters, Oxygen (ECRI) | Amvex (ECRI) | T15UO | T15UO | Amvex (ECRI) | Not Available | Active | NDH
ND01736 | Flowmeter, Oxygen | Flowmeters, Oxygen (ECRI) | Amvex (ECRI) | T15UO | T15UO | Amvex (ECRI) | Not Available | Active | NDH
ND01737 | Intermittent Compression Unit | Compression Units (ECRI) | Covidien Inc (ECRI) | 29525 | Kendall SCD 700 | Covidien Inc (ECRI) | V1213764SX | Active | NDH
ND01738 | Infusion Pump | Infusion Pumps (ECRI) | Baxter Healthcare Corp (ECRI) | 3570009 | Spectrum IQ | Baxter Healthcare Corp (ECRI) | 3617365 | Active | NDH
ND01739 | Regulator, Suction | Regulators, Suction (ECRI) | Ohio Medical Corp (ECRI) | 1251 | 1251 | Ohio Medical Corp (ECRI) | Not Available | Active | NDH
ND01740 | Flowmeter, Medical Air | Flowmeters, Medical Air (ECRI) | Amvex (ECRI) | T15UA | T15UA | Amvex (ECRI) | FMAA08311CO | Active | NDH
ND01741 | Flowmeter, Oxygen | Flowmeters, Oxygen (ECRI) | Amvex (ECRI) | T15UO | T15UO | Amvex (ECRI) | Not Available | Active | NDH
ND01742 | Flowmeter, Oxygen | Flowmeters, Oxygen (ECRI) | Amvex (ECRI) | T15UO | T15UO | Amvex (ECRI) | Not Available | Active | NDH
ND01743 | Flowmeter, Medical Air | Flowmeters, Medical Air (ECRI) | Amvex (ECRI) | T15UA | T15UA | Amvex (ECRI) | FMAA08331CD | Active | NDH
ND01744 | Flowmeter, Oxygen | Flowmeters, Oxygen (ECRI) | Amvex (ECRI) | T15UO | T15UO | Amvex (ECRI) | FMAO08864GO | Active | NDH
ND01745 | Flowmeter, Oxygen | Flowmeters, Oxygen (ECRI) | Amvex (ECRI) | T15UO | T15UO | Amvex (ECRI) | FMAO08863GO | Active | NDH
ND01746 | Intermittent Compression Unit | Compression Units (ECRI) | Covidien Inc (ECRI) | 29525 | Kendall SCD 700 | Covidien Inc (ECRI) | V1213821SX | Active | NDH
ND01747 | Vaccum Regulator | Vacuum Cleaners (ECRI) | GE Datex-Ohmeda Inc (ECRI) | Not Available | Not Available | GE Datex-Ohmeda Inc (ECRI) | AHE C27768 | Active | NDH
ND01748 | Infusion Pump | Infusion Pumps (ECRI) | Baxter Healthcare Corp (ECRI) | 3570009 | Spectrum IQ | Baxter Healthcare Corp (ECRI) | 3610738 | Active | NDH
ND01749 | Intermittent Compression Unit | Compression Units (ECRI) | Covidien Inc (ECRI) | 29525 | Kendall SCD 700 | Covidien Inc (ECRI) | V1526939SX | Active | NDH
ND01750 | Regulator, Suction | Regulators, Suction (ECRI) | Ohio Medical Corp (ECRI) | 1251 | 1251 | Ohio Medical Corp (ECRI) | JGGU22278 | Active | NDH
ND01751 | Infusion Pump | Infusion Pumps (ECRI) | Baxter Healthcare Corp (ECRI) | 3570009 | Spectrum IQ | Baxter Healthcare Corp (ECRI) | 3613218 | Active | NDH
ND01752 | Flowmeter, Medical Air | Flowmeters, Medical Air (ECRI) | Amvex (ECRI) | T15UA | T15UA | Amvex (ECRI) | FMAA08316CO | Active | NDH
ND01753 | Regulator, Suction | Regulators, Suction (ECRI) | Ohio Medical Corp (ECRI) | 1251 | 1251 | Ohio Medical Corp (ECRI) | Not Available | Active | NDH
ND01754 | Scanner, Patient Wrist Band | Scanners, Bar-Code (ECRI) | Welch Allyn Inc (ECRI) | 7000-916HS | 7000-916HS | Welch Allyn Inc (ECRI) | Not Available | Active | NDH
ND01755 | Suction Unit | Suction Units (ECRI) | SSCOR Inc (ECRI) | 2314B | 2314B | SSCOR Inc (ECRI) | N17221 | Active | NDH
ND01756 | Not Available | Not Available | Not Available | Not Available | Not Available | Not Available | Not Available | Active | NDH
ND01757 | Infusion Pump | Infusion Pumps (ECRI) | Baxter Healthcare Corp (ECRI) | 3570009 | Spectrum IQ | Baxter Healthcare Corp (ECRI) | 3590457 | Active | NDH
ND01758 | Infusion Pump | Infusion Pumps (ECRI) | Baxter Healthcare Corp (ECRI) | 3570009 | Spectrum IQ | Baxter Healthcare Corp (ECRI) | 3619893 | Active | NDH
ND01759 | Infusion Pump | Infusion Pumps (ECRI) | Baxter Healthcare Corp (ECRI) | 3570009 | Spectrum IQ | Baxter Healthcare Corp (ECRI) | 3531808 | Active | NDH
ND01760 | Infusion Pump | Infusion Pumps (ECRI) | Baxter Healthcare Corp (ECRI) | 3570009 | Spectrum IQ | Baxter Healthcare Corp (ECRI) | 3614890 | Active | NDH
ND01761 | Flowmeter, Medical Air | Flowmeters, Medical Air (ECRI) | Amvex (ECRI) | T15UA | T15UA | Amvex (ECRI) | FMAA08293CO | Active | NDH
ND01762 | Flowmeter, Medical Air | Flowmeters, Medical Air (ECRI) | Amvex (ECRI) | T15UA | T15UA | Amvex (ECRI) | Not Available | Active | NDH
ND01763 | Flowmeter, Medical Air | Flowmeters, Medical Air (ECRI) | Amvex (ECRI) | T15UA | T15UA | Amvex (ECRI) | Not Available | Active | NDH
ND01764 | Regulator, Suction | Regulators, Suction (ECRI) | Ohio Medical Corp (ECRI) | 1251 | 1251 | Ohio Medical Corp (ECRI) | Not Available | Active | NDH
ND01765 | Infusion Pump | Infusion Pumps (ECRI) | Baxter Healthcare Corp (ECRI) | 3570009 | Spectrum IQ | Baxter Healthcare Corp (ECRI) | 3618895 | Active | NDH
ND01766 | Flowmeter, Oxygen | Flowmeters, Oxygen (ECRI) | Amvex (ECRI) | T15UO | T15UO | Amvex (ECRI) | Not Available | Active | NDH
ND01767 | Flowmeter, Oxygen | Flowmeters, Oxygen (ECRI) | Amvex (ECRI) | T15UO | T15UO | Amvex (ECRI) | Not Available | Active | NDH
ND01768 | Flowmeter, Medical Air | Flowmeters, Medical Air (ECRI) | Amvex (ECRI) | T15UA | T15UA | Amvex (ECRI) | FMAA08300CO | Active | NDH
ND01769 | Regulator, Suction | Regulators, Suction (ECRI) | Ohio Medical Corp (ECRI) | 1251 | 1251 | Ohio Medical Corp (ECRI) | JGGU22596 | Active | NDH
ND01770 | Aspirator | Aspirators (ECRI) | Allied Healthcare Inc (ECRI) | 0405 | Gomco 405 | Allied Healthcare Inc (ECRI) | 20030429022 | Active | NDH
ND01771 | Flowmeter, Oxygen | Flowmeters, Oxygen (ECRI) | Amvex (ECRI) | T15UO | T15UO | Amvex (ECRI) | Not Available | Active | NDH
ND01772 | Fetal Doppler | Detectors, Blood Flow, Ultrasonic (ECRI) | Natus Medical Inc (ECRI) | XMD007 | XMD007 | Natus Medical Inc (ECRI) | ECN2515 | Active | NDH
ND01773 | Monitor, Vital Signs | Monitors, Vital Signs (ECRI) | Welch Allyn Inc (ECRI) | 65NTXX | Connex 6000 Series | Welch Allyn Inc (ECRI) | 100012360917 | Active | NDH
ND01775 | Thermometer, Electronic | Thermometers, Electronic (ECRI) | Welch Allyn Inc (ECRI) | 692 | SureTemp Plus | Welch Allyn Inc (ECRI) | 12121559 | Active | NDH
ND01776 | Air Blower | Patient Transfer Aids (ECRI) | Medline Industries Inc (ECRI) | MSC60090 | Comfort Glide | Medline Industries Inc (ECRI) | C8900015122 | Active | NDH
ND01777 | Warming Unit, Infant, Radiant | Warming Units, Infant, Radiant (ECRI) | GE Healthcare (ECRI) | Panda iRES | Panda iRES | GE Healthcare (ECRI) | HDJT61350 | Active | NDH
ND01778 | Monitor, Patient | Monitors, Patient (ECRI) | GE Healthcare (ECRI) | CARESCAPE ONE | CARESCAPE ONE | GE Healthcare (ECRI) | SNA22520130SA | Active | NDH
ND01779 | Tables, Operating/Surgical | Tables, Operating/Surgical (ECRI) | Schaerer Medical USA Inc (ECRI | 7300-001 | 7300-001 | Schaerer Medical USA Inc (ECRI | TFX 1604 | Active | NDH
ND01780 | Operating Bed Control | Hand/Remote Control (ECRI) | Schaerer Medical USA Inc (ECRI | NOT AVAILABLE | NOT AVAILABLE | Schaerer Medical USA Inc (ECRI | 000956 | Active | NDH
ND01781 | Vascular Doppler | Detectors, Blood Flow, Ultrasonic (ECRI) | Natus Medical Inc (ECRI) | ImexDop CT+ | ImexDop CT+ | Natus Medical Inc (ECRI) | CTVS0283 | Active | NDH
ND01782 | Intermittent Compression Unit | Compression Units (ECRI) | Covidien Inc (ECRI) | 29525 | Kendall SCD 700 | Covidien Inc (ECRI) | V1213840SX | Active | NDH
ND01783 | Flowmeter, Oxygen | Flowmeters, Oxygen (ECRI) | Amvex (ECRI) | T15UO | T15UO | Amvex (ECRI) | Not Available | Active | NDH
ND01784 | Flowmeter, Oxygen | Flowmeters, Oxygen (ECRI) | Amvex (ECRI) | T15UO | T15UO | Amvex (ECRI) | Not Available | Active | NDH
ND01785 | Thermometer, Electronic | Thermometers, Electronic (ECRI) | Welch Allyn Inc (ECRI) | 692 | SureTemp Plus | Welch Allyn Inc (ECRI) | 13500054 | Active | NDH
ND01786 | Flowmeter, Oxygen | Flowmeters, Oxygen (ECRI) | GE Datex-Ohmeda Inc (ECRI) | NOT AVAILABLE | NOT AVAILABLE | GE Datex-Ohmeda Inc (ECRI) | Not Available | Active | NDH
ND01787 | Thermometer, Electronic | Thermometers, Electronic (ECRI) | Welch Allyn Inc (ECRI) | 692 | SureTemp Plus | Welch Allyn Inc (ECRI) | 16013053 | Active | NDH
ND01788 | Regulator, Suction | Regulators, Suction (ECRI) | Ohio Medical Corp (ECRI) | 1251 | 1251 | GE Datex-Ohmeda Inc (ECRI) | Not Available | Active | NDH
ND01789 | Warming Unit, Infant, Radiant | Warming Units, Infant, Radiant (ECRI) | GE Healthcare (ECRI) | Panda iRES | Panda iRES | GE Healthcare (ECRI) | HDJS52388 | Active | NDH
ND01790 | Monitor, Patient | Monitors, Patient (ECRI) | GE Healthcare (ECRI) | CARESCAPE ONE | CARESCAPE ONE | GE Healthcare (ECRI) | SNA22520088SA | Active | NDH
ND01791 | Infusion Pump | Infusion Pumps (ECRI) | Baxter Healthcare Corp (ECRI) | 3570009 | Spectrum IQ | Baxter Healthcare Corp (ECRI) | 3619048 | Active | NDH
ND01792 | Intermittent Compression Unit | Compression Units (ECRI) | Covidien Inc (ECRI) | 29525 | Kendall SCD 700 | Covidien Inc (ECRI) | V1213772SX | Active | NDH
ND01793 | Microscope, Laboratory | Microscopes, Laboratory (ECRI) | Swift Instruments Inc (ECRI) | M3200BF | M3200BF | Swift Instruments Inc (ECRI) | Not Available | Active | NDH
ND01794 | Infusion Pump | Infusion Pumps (ECRI) | Baxter Healthcare Corp (ECRI) | 3570009 | Spectrum IQ | Baxter Healthcare Corp (ECRI) | 3620430 | Active | NDH
ND01795 | Infusion Pump | Infusion Pumps (ECRI) | Baxter Healthcare Corp (ECRI) | 3570009 | Spectrum IQ | Baxter Healthcare Corp (ECRI) | 3619959 | Active | NDH
ND01796 | Infusion Pump | Infusion Pumps (ECRI) | Baxter Healthcare Corp (ECRI) | 3570009 | Spectrum IQ | Baxter Healthcare Corp (ECRI) | 3607939 | Active | NDH
ND01797 | Suction Unit | INTERMITTENT SUCTION UNIT | GE Datex-Ohmeda Inc (ECRI) | Not Available | Not Available | GE Datex-Ohmeda Inc (ECRI) | GFFJL4L95 | Active | NDH
ND01798 | Flowmeter, Oxygen | Flowmeters, Oxygen (ECRI) | GE Datex-Ohmeda Inc (ECRI) | Not Available | Not Available | GE Datex-Ohmeda Inc (ECRI) | J12327 | Active | NDH
ND01799 | Monitor, Patient | Monitors, Patient (ECRI) | GE Healthcare (ECRI) | CARESCAPE ONE | CARESCAPE ONE | GE Healthcare (ECRI) | SNA22520144SA | Active | NDH
ND01800 | Warming Unit, Infant, Radiant | Warming Units, Infant, Radiant (ECRI) | GE Healthcare (ECRI) | Panda iRES | Panda iRES | GE Healthcare (ECRI) | PBWW62622 | Active | NDH
ND01801 | Analgesia Unit, Inhalation | Analgesia Units, Inhalation (ECRI) | Parker Hannifin Corp (ECRI) | NOX-5000HD | Nitronox HD | Parker Hannifin Corp (ECRI) | NXHD-2649 | Active | NDH
ND01802 | Thermometer, Electronic | Thermometers, Electronic (ECRI) | Welch Allyn Inc (ECRI) | 690 | SureTemp Plus | Welch Allyn Inc (ECRI) | 14220177 | Active | NDH
ND01803 | Warming Unit, Blood/Solution | Warming Units, Blood/Solution (ECRI) | 3M Health Care (ECRI) | 245 | Ranger | 3M Health Care (ECRI) | 56735 | Active | NDH
ND01804 | Infusion Pump | Infusion Pumps (ECRI) | Baxter Healthcare Corp (ECRI) | 3570009 | Spectrum IQ | Baxter Healthcare Corp (ECRI) | 3619072 | Active | NDH
ND01805 | Light, Surgical | Lights, Surgical (ECRI) | MAQUET Medical Systems (ECRI) | ARD568350931 | POWERLED 500 | MAQUET Medical Systems (ECRI) | 500497 | Active | NDH
ND01806 | Light, Surgical | Lights, Surgical (ECRI) | MAQUET Medical Systems (ECRI) | ARD568350931 | POWERLED 500 | MAQUET Medical Systems (ECRI) | 500498 | Active | NDH
ND01807 | Surgical Smoke Evacuator | Smoke Evacuation Systems, Surgical (ECRI) | CONMED Corp (ECRI) | VC120 | VisiClear | CONMED Corp (ECRI) | 20230703017 | Active | NDH
ND01808 | FLOW METER | Flowmeters, Oxygen (ECRI) | Precision Medical Inc (ECRI) | 8MFA | 8MFA | Precision Medical Inc (ECRI) | NOT AVAILABLE | Active | NDH
ND01809 | Flowmeter, Oxygen | Flowmeters, Oxygen (ECRI) | Amvex (ECRI) | T15UO | T15UO | Amvex (ECRI) | NOT AVAILABLE | Active | NDH
ND01810 | Oxygen Blender | Oxygen Air Proportioners (ECRI) | Tenacore Inc (ECRI) | TAOBL | TAOBL | Tenacore Inc (ECRI) | TNHLF01685 | Active | NDH
ND01811 | Monitor, Patient Transport | Monitors, Patient Transport (ECRI) | GE Healthcare (ECRI) | DASH 5000 | DASH 5000 | GE Healthcare (ECRI) | SD011143841SA | Active | NDH
ND01812 | Ventilator, Intensive Care | Ventilators, Intensive Care (ECRI) | Getinge USA Inc (ECRI) | 6487800 | SERVO-i | MAQUET Medical Systems (ECRI) | 73311 | Active | NDH
ND01813 | Thermometer, Electronic | Thermometers, Electronic (ECRI) | Welch Allyn Inc (ECRI) | 690 | SureTemp Plus | Welch Allyn Inc (ECRI) | 14210964 | Active | NDH
ND01814 | Warming Unit, Infant, Radiant | Warming Units, Infant, Radiant (ECRI) | GE Healthcare (ECRI) | Panda iRES | Panda iRES | GE Healthcare (ECRI) | HDJR50091 | Active | NDH
ND01815 | Newborn Hearing Screener | Auditory Screening Devices, Newborn (ECRI) | Natus Medical Inc (ECRI) | A7i-101049 | ALGO 7i | Natus Medical Inc (ECRI) | 700742 | Active | NDH
ND01816 | Scale, Infant | Scales, Infant (ECRI) | Natus Medical Inc (ECRI) | 56360 | Smart Scale Model 60 | OLYMPIC MEDICAL CORP | 60-1006 | Active | NDH
ND01817 | Resuscitator, Infant | Resuscitators, Pulmonary (ECRI) | Fisher & Paykel Health (ECRI) | RD900AEU | Neopuff | Fisher & Paykel Health (ECRI) | 111217004277 | Active | NDH
ND01818 | Resuscitator, Infant | Resuscitators, Pulmonary (ECRI) | Fisher & Paykel Health (ECRI) | RD900AEU | Neopuff | Fisher & Paykel Health (ECRI) | 071015003368 | Active | NDH
ND01819 | Vein Finder | Vein Finders (ECRI) | AccuVein Inc (ECRI) | AV500 | AV500 | AccuVein Inc (ECRI) | AV19520391 | Active | NDH
ND01820 | Infusion Pump | Infusion Pumps (ECRI) | Baxter Healthcare Corp (ECRI) | 3570009 | Spectrum IQ | Baxter Healthcare Corp (ECRI) | 3619174 | Active | NDH
ND01823 | Flowmeter, Oxygen | Flowmeters, Oxygen (ECRI) | Amvex (ECRI) | T15UO | T15UO | Amvex (ECRI) | NA | Active | NDH
ND01824 | Flowmeter, Oxygen | Flowmeters, Oxygen (ECRI) | Amvex (ECRI) | T15UO | T15UO | Amvex (ECRI) | NA | Active | NDH
ND01825 | Flowmeter, Medical Air | Flowmeters, Medical Air (ECRI) | Amvex (ECRI) | T15UA | T15UA | Amvex (ECRI) | NA | Active | NDH
ND01826 | Flowmeter, Medical Air | Flowmeters, Medical Air (ECRI) | Amvex (ECRI) | T15UA | T15UA | Amvex (ECRI) | NA | Active | NDH
ND01827 | Regulator, Suction | Regulators, Suction (ECRI) | Ohio Medical Corp (ECRI) | 1251 | 1251 | GE Datex-Ohmeda Inc (ECRI) | Not Available | Active | NDH
ND01828 | Infusion Pump | Infusion Pumps (ECRI) | Baxter Healthcare Corp (ECRI) | 3570009 | Spectrum IQ | Baxter Healthcare Corp (ECRI) | 3613377 | Active | NDH
ND01829 | Sphygmomanometer | Sphygmomanometers (ECRI) | Welch Allyn Inc (ECRI) | Tycos | Tycos | Welch Allyn Inc (ECRI) | 050909084828 | Active | NDH
ND01830 | Intermittent Compression Unit | Compression Units (ECRI) | Covidien Inc (ECRI) | 29525 | Kendall SCD 700 | Covidien Inc (ECRI) | V1213773SX | Active | NDH
ND01831 | Module, Physiologic Monitor | Modules, Physiologic Monitor (ECRI) | Philips Healthcare (ECRI) | 865115 | IntelliBridge EC10 | Philips Healthcare (ECRI) | DE60839153 | Active | NDH
ND01832 | Monitor, Patient | Monitors, Patient (ECRI) | Philips Healthcare (ECRI) | MP70 (M8007A) | IntelliVue MP70 | Philips Healthcare (ECRI) | DE73172321 | Active | NDH
ND01833 | Regulator, Suction | Regulators, Suction (ECRI) | Ohio Medical Corp (ECRI) | 1251 | 1251 | Ohio Medical Corp (ECRI) | JGGU22269 | Active | NDH
ND01834 | Regulator, Suction | Regulators, Suction (ECRI) | Ohio Medical Corp (ECRI) | PISA | PISA | Ohio Medical Corp (ECRI) | PSAZ04162 | Active | NDH
ND01835 | FLOW METER | Flowmeters, Oxygen (ECRI) | Precision Medical Inc (ECRI) | 8MFA | 8MFA | Precision Medical Inc (ECRI) | NOT AVAILABLE | Active | NDH
ND01836 | Flowmeter, Medical Air | Flowmeters, Medical Air (ECRI) | Precision Medical Inc (ECRI) | 8MFA | 8MFA | Precision Medical Inc (ECRI) | 8B005641 | Active | NDH
ND01837 | Flowmeter, Medical Air | Flowmeters, Medical Air (ECRI) | Precision Medical Inc (ECRI) | 8MFA | 8FMA | Precision Medical Inc (ECRI) | 8B005650 | Active | NDH
ND01838 | Oxygen Flow Meter | Flowmeters, Oxygen (ECRI) | Precision Medical Inc (ECRI) | 8MFA | 8MFA | Precision Medical Inc (ECRI) | 80090492 | Active | NDH
ND01839 | Oxygen Flow Meter | Flowmeters, Oxygen (ECRI) | Precision Medical Inc (ECRI) | 8MFA | 8MFA | Precision Medical Inc (ECRI) | 80090495 | Active | NDH
ND01840 | Regulator, Suction | Regulators, Suction (ECRI) | Ohio Medical Corp (ECRI) | 1251 | 1251 | GE Datex-Ohmeda Inc (ECRI) | GFFH13304 | Active | NDH
ND01841 | Intermittent Compression Unit | Compression Units (ECRI) | Covidien Inc (ECRI) | 29525 | Kendall SCD 700 | Covidien Inc (ECRI) | V1211145SX | Active | NDH
ND01842 | Infusion Pump | Infusion Pumps (ECRI) | Baxter Healthcare Corp (ECRI) | 3570009 | Spectrum IQ | Baxter Healthcare Corp (ECRI) | 3619067 | Active | NDH
ND01843 | Infusion Pump | Infusion Pumps (ECRI) | Baxter Healthcare Corp (ECRI) | 3570009 | Spectrum IQ | Baxter Healthcare Corp (ECRI) | 3637870 | Active | NDH
ND01844 | Infusion Pump | Infusion Pumps (ECRI) | Baxter Healthcare Corp (ECRI) | 3570009 | Spectrum IQ | Baxter Healthcare Corp (ECRI) | 3605332 | Active | NDH
ND01845 | Regulator, Suction | Regulators, Suction (ECRI) | Ohio Medical Corp (ECRI) | 1251 | 1251 | Ohio Medical Corp (ECRI) | JGGU22615 | Active | NDH
ND01846 | Flowmeter, Medical Air | Flowmeters, Medical Air (ECRI) | Amvex (ECRI) | T15UA | T15UA | Amvex (ECRI) | FMAA08284CO | Active | NDH
ND01847 | Flowmeter, Oxygen | Flowmeters, Oxygen (ECRI) | Amvex (ECRI) | TLO-15 | TLO-15 | Amvex (ECRI) | 10658378 | Active | NDH
ND01848 | Flowmeter, Medical Air | Flowmeters, Medical Air (ECRI) | Amvex (ECRI) | T15UA | T15UA | Amvex (ECRI) | FMAA08319CO | Active | NDH
ND01849 | Flowmeter, Oxygen | Flowmeters, Oxygen (ECRI) | Amvex (ECRI) | T15UO | T15UO | Amvex (ECRI) | Not Available | Active | NDH
ND01850 | Flowmeters, Oxygen | Flowmeters, Oxygen (ECRI) | Precision Medical Inc (ECRI) | 8MFA | 8MFA | Precision Medical Inc (ECRI) | Not Available | Active | NDH
ND01851 | Infusion Pump | Infusion Pumps (ECRI) | Baxter Healthcare Corp (ECRI) | 3570009 | Spectrum IQ | Baxter Healthcare Corp (ECRI) | 3627662 | Active | NDH
ND01852 | Infusion Pump | Infusion Pumps (ECRI) | Baxter Healthcare Corp (ECRI) | 3570009 | Spectrum IQ | Baxter Healthcare Corp (ECRI) | 3611946 | Active | NDH
ND01853 | Flowmeter, Oxygen | Flowmeters, Oxygen (ECRI) | GE Datex-Ohmeda Inc (ECRI) | Not Available | Not Available | GE Datex-Ohmeda Inc (ECRI) | AHE J12329 | Active | NDH
ND01854 | Intermittent Compression Unit | Compression Units (ECRI) | Covidien Inc (ECRI) | 29525 | Kendall SCD 700 | Covidien Inc (ECRI) | V1213759SX | Active | NDH
ND01855 | Regulator, Suction | Regulators, Suction (ECRI) | Ohio Medical Corp (ECRI) | 1251 | 1251 | Ohio Medical Corp (ECRI) | JGGU22600 | Active | NDH
ND01856 | Flowmeter, Oxygen | Flowmeters, Oxygen (ECRI) | Amvex (ECRI) | T15UO | T15UO | Amvex (ECRI) | 8A000254 | Active | NDH
ND01857 | Flowmeter O2 | Flowmeters, Oxygen (ECRI) | Precision Medical Inc (ECRI) | 8MFA | 8MFA | Precision Medical Inc (ECRI) | 8A000234 | Active | NDH
ND01867 | Intermittent Compression Unit | Compression Units (ECRI) | Covidien Inc (ECRI) | 29525 | Kendall SCD 700 | Covidien Inc (ECRI) | V1213768SX | Active | NDH
ND01868 | Intermittent Compression Unit | Compression Units (ECRI) | Covidien Inc (ECRI) | 29525 | Kendall SCD 700 | Covidien Inc (ECRI) | V1213749SX | Active | NDH
ND01869 | Flowmeter, Medical Air | Flowmeters, Medical Air (ECRI) | Amvex (ECRI) | T15UA | T15UA | Amvex (ECRI) | FMAA08320C0 | Active | NDH
ND01870 | Regulator, Suction | Regulators, Suction (ECRI) | Ohio Medical Corp (ECRI) | 1251 | 1251 | Ohio Medical Corp (ECRI) | JGGU22274 | Active | NDH
ND01871 | Infusion Pump | Infusion Pumps (ECRI) | Baxter Healthcare Corp (ECRI) | 3570009 | Spectrum IQ | Baxter Healthcare Corp (ECRI) | 3617370 | Active | NDH
ND01872 | Flowmeter, Medical Air | Flowmeters, Medical Air (ECRI) | Amvex (ECRI) | T15UA | T15UA | Amvex (ECRI) | FMAA08268C0 | Active | NDH
ND01873 | Intermittent Compression Unit | Compression Units (ECRI) | Covidien Inc (ECRI) | 29525 | Kendall SCD 700 | Covidien Inc (ECRI) | V1526807SX | Active | NDH
ND01877 | Infusion Pump | Infusion Pumps (ECRI) | Baxter Healthcare Corp (ECRI) | 3570009 | Spectrum IQ | Baxter Healthcare Corp (ECRI) | 3596520 | Active | NDH
ND01878 | Flowmeters, Oxygen | Flowmeters, Oxygen (ECRI) | Ohio Medical Corp (ECRI) | Not Available | Not Available | Ohio Medical Corp (ECRI) | THEN04432 | Active | NDH
ND01879 | Flowmeters, Oxygen | Flowmeters, Oxygen (ECRI) | Ohio Medical Corp (ECRI) | Not Available | Not Available | Ohio Medical Corp (ECRI) | THEN04431 | Active | NDH
ND01880 | Regulator, Suction | Regulators, Suction (ECRI) | Ohio Medical Corp (ECRI) | 1251 | 1251 | GE Datex-Ohmeda Inc (ECRI) | GFFJL4200 | Active | NDH
ND01881 | Intermittent Compression Unit | Compression Units (ECRI) | Covidien Inc (ECRI) | 29525 | Kendall SCD 700 | Covidien Inc (ECRI) | V1213823SX | Active | NDH
ND01882 | Flowmeters, Oxygen | Flowmeters, Oxygen (ECRI) | Precision Medical Inc (ECRI) | 8MFA | 8MFA | Precision Medical Inc (ECRI) | NOT AVAILABLE | Active | NDH
ND01883 | Flowmeters, Oxygen | Flowmeters, Oxygen (ECRI) | Precision Medical Inc (ECRI) | 8MFA | 8MFA | Precision Medical Inc (ECRI) | NOT AVAILABLE | Active | NDH
ND01884 | Flowmeters, Oxygen | Flowmeters, Oxygen (ECRI) | Precision Medical Inc (ECRI) | 8MFA | 8MFA | Precision Medical Inc (ECRI) | NOT AVAILABLE | Active | NDH
ND01885 | Flowmeters, Oxygen | Flowmeters, Oxygen (ECRI) | Precision Medical Inc (ECRI) | 8MFA | 8MFA | Precision Medical Inc (ECRI) | NOT AVAILABLE | Active | NDH
ND01886 | Flowmeter, Medical Air | Flowmeters, Medical Air (ECRI) | Amvex (ECRI) | T15UA | T15UA | Amvex (ECRI) | FMAA08289C0 | Active | NDH
ND01887 | Regulator, Suction | Regulators, Suction (ECRI) | Ohio Medical Corp (ECRI) | 1251 | 1251 | Ohio Medical Corp (ECRI) | JGGU22608 | Active | NDH
ND01888 | Flowmeter, Oxygen | Flowmeters, Oxygen (ECRI) | Amvex (ECRI) | T15UO | T15UO | Amvex (ECRI) | FMAO08868GO | Active | NDH
ND01890 | Flowmeter, Oxygen | Flowmeters, Oxygen (ECRI) | Amvex (ECRI) | T15UO | T15UO | Amvex (ECRI) | FMAO08867GO | Active | NDH
ND01891 | Intermittent Compression Unit | Compression Units (ECRI) | Covidien Inc (ECRI) | 29525 | Kendall SCD 700 | Covidien Inc (ECRI) | V1213832SX | Active | NDH
ND01892 | Flowmeter, Medical Air | Flowmeters, Medical Air (ECRI) | Amvex (ECRI) | T15UA | T15UA | Amvex (ECRI) | FMAA05559CP | Active | NDH
ND01893 | Flowmeter, Oxygen | Flowmeters, Oxygen (ECRI) | Amvex (ECRI) | T15UO | T15UO | Amvex (ECRI) | FMA027074G0 | Active | NDH
ND01894 | Regulator, Suction | Regulators, Suction (ECRI) | Genstar Technologies Inc (ECRI | 881VR-300-OH-D | GENTEC | Genstar Technologies Inc (ECRI | 61K211203710444 | Active | NDH
ND01895 | FLOW METER | Flowmeters, Oxygen (ECRI) | Precision Medical Inc (ECRI) | 8MFA | 8MFA | Precision Medical Inc (ECRI) | NOT AVAILABLE | Active | NDH
ND01896 | FLOW METER | Flowmeters, Oxygen (ECRI) | Precision Medical Inc (ECRI) | 8MFA | 8MFA | Precision Medical Inc (ECRI) | NOT AVAILABLE | Active | NDH
ND01897 | Regulator, Suction | Regulators, Suction (ECRI) | Ohio Medical Corp (ECRI) | 1251 | 1251 | GE Datex-Ohmeda Inc (ECRI) | GFFJ14199 | Active | NDH
ND01898 | Intermittent Compression Unit | Compression Units (ECRI) | Covidien Inc (ECRI) | 29525 | Kendall SCD 700 | Covidien Inc (ECRI) | V1213822SX | Active | NDH
ND01899 | Flowmeter, Oxygen | Flowmeters, Oxygen (ECRI) | Precision Medical Inc (ECRI) | Not Available | Not Available | Precision Medical Inc (ECRI) | FMA027083GO | Active | NDH
ND01900 | Regulator, Suction | Regulators, Suction (ECRI) | Genstar Technologies Inc (ECRI | 881VR-300-OH-D | GENTEC | Genstar Technologies Inc (ECRI | 61K211101559421 | Active | NDH
ND01901 | Intermittent Compression Unit | Compression Units (ECRI) | Covidien Inc (ECRI) | 29525 | Kendall SCD 700 | Covidien Inc (ECRI) | V1213776SX | Active | NDH
ND01902 | Flowmeter, Oxygen | Flowmeters, Oxygen (ECRI) | Amvex (ECRI) | T15UO | T15UO | Amvex (ECRI) | FMA027066G0 | Active | NDH
ND01903 | Regulator, Suction | Regulators, Suction (ECRI) | Ohio Medical Corp (ECRI) | 1251 | 1251 | Ohio Medical Corp (ECRI) | JGGU22295 | Active | NDH
ND01904 | Module, Invasive BP | Modules, Invasive BP (ECRI) | Philips Healthcare (ECRI) | M1006B | M1006B | Philips Healthcare (ECRI) | DE805M2565 | Active | NDH
ND01905 | Module, Invasive BP | Modules, Invasive BP (ECRI) | Philips Healthcare (ECRI) | M1006B | M1006B | Philips Healthcare (ECRI) | DE805M2564 | Active | NDH
ND01906 | Module, Carbon Dioxide | Modules, Carbon Dioxide (ECRI) | Philips Healthcare (ECRI) | M3015A | Microstream CO2 | Philips Healthcare (ECRI) | DE45582196 | Active | NDH
ND01907 | Module, Multiparameter | Modules, Multiparameter (ECRI) | Philips Healthcare (ECRI) | 867036 | IntelliVue MMX | Philips Healthcare (ECRI) | DE785D3653 | Active | NDH
ND01908 | Infusion Pump | Infusion Pumps (ECRI) | Baxter Healthcare Corp (ECRI) | 3570009 | Spectrum IQ | Baxter Healthcare Corp (ECRI) | 3611271 | Active | NDH
ND01909 | Infusion Pump | Infusion Pumps (ECRI) | Baxter Healthcare Corp (ECRI) | 3570009 | Spectrum IQ | Baxter Healthcare Corp (ECRI) | 3629346 | Active | NDH
ND01910 | Infusion Pump | Infusion Pumps (ECRI) | Baxter Healthcare Corp (ECRI) | 3570009 | Spectrum IQ | Baxter Healthcare Corp (ECRI) | 3617372 | Active | NDH
ND01911 | Pump, Circulating Fluid | Pumps, Circulating Fluid (ECRI) | Stryker Medical (ECRI) | TP-700 | T/PUMP | Stryker Medical (ECRI) | TP700B41067 | Active | NDH
ND01912 | Anesthesia Unit Vaporizer | Anesthesia Unit Vaporizers (ECRI) | GE Datex-Ohmeda Inc (ECRI) | TEC 6 PLUS | TEC 6 PLUS | GE Datex-Ohmeda Inc (ECRI) | AESS40009 | Active | NDH
ND01913 | Anesthesia Unit Vaporizer | Anesthesia Unit Vaporizers (ECRI) | GE Datex-Ohmeda Inc (ECRI) | TEC 7 | TEC 7 | GE Datex-Ohmeda Inc (ECRI) | BEJL00679 | Active | NDH
ND01914 | Anesthesia Unit | Anesthesia Units (ECRI) | GE Datex-Ohmeda Inc (ECRI) | 1006-9117-000 | Aestiva/5 7900 | GE Datex-Ohmeda Inc (ECRI) | AMRG03295 | Active | NDH
ND01927 | Bipolar Footswitch | Footswitches (ECRI) | Covidien Inc (ECRI) | E6009 | Valleylab Footswitch | Covidien Inc (ECRI) | Not Available | Active | NDH
ND01928 | Monopolar Footswitch | Footswitches (ECRI) | Covidien Inc (ECRI) | E6008 | Valleylab Footswitch | Covidien Inc (ECRI) | 314779X | Active | NDH
ND01929 | Module, Recorder | Modules, Temperature (ECRI) | Philips Healthcare (ECRI) | M1116B | M1116B | Philips Healthcare (ECRI) | 4227A62024 | Active | NDH
ND01931 | Module, Multiparameter | Modules, Multiparameter (ECRI) | Philips Healthcare (ECRI) | 867036 | IntelliVue MMX | Philips Healthcare (ECRI) | DE785D3818 | Active | NDH
ND01933 | Electrosurgical Unit | Electrosurgical Units, Monopolar/Bipolar (ECRI) | Covidien Inc (ECRI) | FT10 | Valleylab FT10 | Covidien Inc (ECRI) | T5I01054DX | Active | NDH
ND01934 | Warming Unit, Patient | Warming Units, Patient, Forced-Air (ECRI) | 3M Health Care (ECRI) | 750 | Bair Hugger 750 | Arizant Healthcare (ECRI) | 15613 | Active | NDH
ND01935 | Flowmeter, Medical Air | Flowmeters, Medical Air (ECRI) | Amvex (ECRI) | T15UA | T15UA | Amvex (ECRI) | NA | Active | NDH
ND01936 | Flowmeter, Oxygen | Flowmeters, Oxygen (ECRI) | Amvex (ECRI) | T15UO | T15UO | Amvex (ECRI) | NA | Active | NDH
ND01937 | Flowmeter, Oxygen | Flowmeters, Oxygen (ECRI) | Amvex (ECRI) | T15UO | T15UO | Amvex (ECRI) | NA | Active | NDH
ND01938 | Regulator, Suction | Regulators, Suction (ECRI) | Ohio Medical Corp (ECRI) | Not Available | Not Available | Ohio Medical Corp (ECRI) | Not Available | Active | NDH
ND01939 | Regulator, Suction | Regulators, Suction (ECRI) | Ohio Medical Corp (ECRI) | 1251 | 1251 | Ohio Medical Corp (ECRI) | Not Available | Active | NDH
ND01940 | Infusion Pump | Infusion Pumps (ECRI) | Baxter Healthcare Corp (ECRI) | 3570009 | Spectrum IQ | Baxter Healthcare Corp (ECRI) | 3638062 | Active | NDH
ND01941 | Infusion Pump | Infusion Pumps (ECRI) | Baxter Healthcare Corp (ECRI) | 3570009 | Spectrum IQ | Baxter Healthcare Corp (ECRI) | 3619392 | Active | NDH
ND01943 | Infusion Pump | Infusion Pumps (ECRI) | Baxter Healthcare Corp (ECRI) | 3570009 | Spectrum IQ | Baxter Healthcare Corp (ECRI) | 3619832 | Active | NDH
ND01944 | PCEA Infusion Pump | Infusion Pumps, Analgesic, Patient-Controlled (ECRI) | QCore Medical (ECRI) | 15032-000-0027 | Sapphire | QCore Medical (ECRI) | 30026-8853 | Active | NDH
ND01945 | Fetal Doppler | Detectors, Fetal Heart, Ultrasonic (ECRI) | Huntleigh Diagnostics (ECRI) | FD3 | Fetal Dopplex III | Huntleigh Diagnostics (ECRI) | FD3PX10659521 | Active | NDH
ND01946 | Regulator, Suction | Regulators, Suction (ECRI) | Ohio Medical Corp (ECRI) | 1251 | 1251 | Ohio Medical Corp (ECRI) | AHBM05740 | Active | NDH
ND01947 | Thermometer, Electronic | Thermometers, Electronic (ECRI) | Welch Allyn Inc (ECRI) | 692 | SureTemp Plus | Welch Allyn Inc (ECRI) | 12182312 | Active | NDH
ND01948 | Thermometer, Electronic | Thermometers, Electronic (ECRI) | Welch Allyn Inc (ECRI) | 692 | SureTemp Plus | Welch Allyn Inc (ECRI) | 16013069 | Active | NDH
ND01949 | Sphygmomanometer | Sphygmomanometers (ECRI) | Welch Allyn Inc (ECRI) | Tycos | Tycos | Welch Allyn Inc (ECRI) | 161021200605 | Active | NDH
ND01950 | Infusion Pump | Infusion Pumps (ECRI) | Baxter Healthcare Corp (ECRI) | 3570009 | Spectrum IQ | Baxter Healthcare Corp (ECRI) | 3616612 | Active | NDH
ND01951 | PCEA Infusion Pump | Infusion Pumps, Analgesic, Patient-Controlled (ECRI) | QCore Medical (ECRI) | 15032-000-0027 | Sapphire | QCore Medical (ECRI) | 30026-8674 | Active | NDH
ND01952 | Infusion Pump | Infusion Pumps (ECRI) | Baxter Healthcare Corp (ECRI) | 3570009 | Spectrum IQ | Baxter Healthcare Corp (ECRI) | 3601016 | Active | NDH
ND01953 | Infusion Pump | Infusion Pumps (ECRI) | Baxter Healthcare Corp (ECRI) | 3570009 | Spectrum IQ | Baxter Healthcare Corp (ECRI) | 3610940 | Active | NDH
ND01954 | PCEA Infusion Pump | Infusion Pumps, Analgesic, Patient-Controlled (ECRI) | QCore Medical (ECRI) | 15032-000-0027 | Sapphire | QCore Medical (ECRI) | 30026-8305 | Active | NDH
ND01955 | Scale, Floor | Scales, Floor (ECRI) | Seca NA (ECRI) | 769 | 769 | Seca NA (ECRI) | 5769061187040 | Active | NDH
ND01956 | Monitor, Patient | Monitors, Patient (ECRI) | Philips Healthcare (ECRI) | MP70 (M8007A) | IntelliVue MP70 | Philips Healthcare (ECRI) | DE73172299 | Active | NDH
ND01957 | Module, Multiparameter | Modules, Multiparameter (ECRI) | Philips Healthcare (ECRI) | 867036 | IntelliVue MMX | Philips Healthcare (ECRI) | DE785D3891 | Active | NDH
ND01958 | Flowmeter, Oxygen | Flowmeters, Oxygen (ECRI) | Amvex (ECRI) | T15UO | T15UO | Amvex (ECRI) | NA | Active | NDH
ND01959 | Flowmeter, Oxygen | Flowmeters, Oxygen (ECRI) | Amvex (ECRI) | T15UO | T15UO | Amvex (ECRI) | NA | Active | NDH
ND01960 | Regulator, Suction | Regulators, Suction (ECRI) | Ohio Medical Corp (ECRI) | 1251 | 1251 | GE Datex-Ohmeda Inc (ECRI) | Not Available | Active | NDH
ND01961 | Regulator, Suction | Regulators, Suction (ECRI) | Allied Healthcare Inc (ECRI) | 22-12-1206 | Vacutron | Allied Healthcare Inc (ECRI) | Not Available | Active | NDH
ND01962 | Infusion Pump | Infusion Pumps (ECRI) | Baxter Healthcare Corp (ECRI) | 3570009 | Spectrum IQ | Baxter Healthcare Corp (ECRI) | 3614580 | Active | NDH
ND01963 | Infusion Pump | Infusion Pumps (ECRI) | Baxter Healthcare Corp (ECRI) | 3570009 | Spectrum IQ | Baxter Healthcare Corp (ECRI) | 3619770 | Active | NDH
ND01964 | Infusion Pump | Infusion Pumps (ECRI) | Baxter Healthcare Corp (ECRI) | 3570009 | Spectrum IQ | Baxter Healthcare Corp (ECRI) | 3619169 | Active | NDH
ND01965 | Flowmeter, Medical Air | Flowmeters, Medical Air (ECRI) | Amvex (ECRI) | T15UA | T15UA | Amvex (ECRI) | NA | Active | NDH
ND01966 | Flowmeter, Oxygen | Flowmeters, Oxygen (ECRI) | Amvex (ECRI) | T15UO | T15UO | Amvex (ECRI) | NA | Active | NDH
ND01967 | Vein Finder Wheeled Stand | Vein Finders (ECRI) | AccuVein Inc (ECRI) | HF580 | HF580 | AccuVein Inc (ECRI) | HF58023050121 | Active | NDH
ND01969 | Light, Examination | Lights, Examination (ECRI) | Welch Allyn Inc (ECRI) | GS 600 | GS 600 | Welch Allyn Inc (ECRI) | Not Available | Active | NDH
ND01970 | Thermometers, Electronic, Ear | Thermometers, Electronic, Ear (ECRI) | Welch Allyn Inc (ECRI) | Not Available | Not Available | Welch Allyn Inc (ECRI) | 19276556 | Active | NDH
ND01971 | Thermometers, Electronic | Thermometers, Electronic, Infrared (ECRI) | Welch Allyn Inc (ECRI) | Not Available | Not Available | Welch Allyn Inc (ECRI) | Not Available | Active | NDH
ND01972 | Sphygmomanometers | Sphygmomanometers (ECRI) | Welch Allyn Inc (ECRI) | Not Available | Not Available | Welch Allyn Inc (ECRI) | 190723021305 | Active | NDH
ND01973 | Table, Examination/Treatment | Tables, Examination/Treatment (ECRI) | Midmark Corp (ECRI) | 204-001 | 204-001 | Midmark Corp (ECRI) | V483184 | Active | NDH
ND01974 | EEG SYSTEM | EEG MACHINE | Compumedics USA (ECRI) | GRAEL | GRAEL | Compumedics USA (ECRI) | 167664 | Active | NDH
ND01975 | EEG SYSTEM | EEG MACHINE | Compumedics USA (ECRI) | GRAEL | GRAEL | Compumedics USA (ECRI) | MXL5382Q1M | Active | NDH
ND01976 | Infusion Pump | Infusion Pumps (ECRI) | Baxter Healthcare Corp (ECRI) | 3570009 | Spectrum IQ | Baxter Healthcare Corp (ECRI) | 3637651 | Active | NDH
ND02000 | Scale, Floor | Scales, Floor (ECRI) | Welch Allyn Inc (ECRI) | 5002-XX | Stand-On Scale | Scale-Tronix Inc (ECRI) | 5002-35505 | Active | NDH
ND02001 | Patient Info Center iX | Monitors, Central Station (ECRI) | Philips Healthcare (ECRI) | 866424 | PIC iX | Philips Healthcare (ECRI) | U543310104 | Active | NDH
ND02002 | Uninterruptible Power Supply | Power Systems, Uninterruptible (ECRI) | APC by Schneider (ECRI) | SMART UPS 500 | SMART UPS 500 | APC by Schneider (ECRI) | S5S2245T56914 | Active | NDH
ND02003 | Oximeter, Pulse | Oximeters, Pulse (ECRI) | Masimo Corp (ECRI) | Rad-97 | Pulse Co-Oximeter | Masimo Corp (ECRI) | 3000149928 | Active | NDH
ND02004 | Power Vaccum | Flowmeters, Oxygen (ECRI) | Precision Medical Inc (ECRI) | Not Available | Not Available | Precision Medical Inc (ECRI) | Not Available | Active | NDH
ND02005 | Recumbent Cross Trainer | Exercisers, Stair/Stepper (ECRI) | NuStep LLC (ECRI) | T4 | NuStep T4 | NuStep LLC (ECRI) | T4465601 | Active | NDH
ND02006 | Table, Examination/Treatment | Tables, Examination/Treatment (ECRI) | Hill Laboratories Co (ECRI) | Hill Adjustable | Hill Adjustable | Hill Laboratories Co (ECRI) | HA051522 | Active | NDH
ND02007 | Footswitch | Footswitches (ECRI) | Not Available | Not Available | Not Available | Not Available | Not Available | Active | NDH
ND02008 | Not Available | Not Available | Not Available | Not Available | Not Available | Not Available | Not Available | Active | NDH
ND02009 | Intermittent Compression Unit | Compression Units (ECRI) | Covidien Inc (ECRI) | 29525 | Kendall SCD 700 | Covidien Inc (ECRI) | V1213809SX | Active | NDH
ND02013 | Not Available | Not Available | Not Available | Not Available | Not Available | Not Available | Not Available | Active | NDH
ND02014 | Ultrasound Therapy System | Ultrasound Therapy Systems, Physical Therapy (ECRI) | Chattanoga, DJO LLC (ECRI) | 2759 | Vectra Genisys | Chattanoga, DJO LLC (ECRI) | 1354 | Active | NDH
ND02015 | Not Available | Not Available | Not Available | Not Available | Not Available | Not Available | Not Available | Active | NDH
ND02016 | Suction Unit | Suction Units (ECRI) | SSCOR Inc (ECRI) | 2314B | 2314B | SSCOR Inc (ECRI) | N15127 | Active | NDH
ND02017 | Defibrillator | Defibrillators (ECRI) | Physio-Control Inc (ECRI) | LIFEPAK 20e | LIFEPAK 20e | Physio-Control Inc (ECRI) | 44865640 | Active | NDH
ND02018 | Monitor, Vital Signs | Monitors, Vital Signs (ECRI) | Welch Allyn Inc (ECRI) | 64NTXX | Connex 6000 Series | Welch Allyn Inc (ECRI) | 100046083216 | Active | NDH
ND02019 | Upper body ergometer | Ergometers (ECRI) | Physio-Control Inc (ECRI) |  |  |  | Not Available | Active | NDH
ND02020 | Scanner, Patient Wrist Band | Scanners, Bar-Code (ECRI) | Welch Allyn Inc (ECRI) | 7000-916HS | 7000-916HS | Welch Allyn Inc (ECRI) | Not Available | Active | NDH
ND02021 | Monitor, Vital Signs | Monitors, Vital Signs (ECRI) | Welch Allyn Inc (ECRI) | 65NTXX-B | Connex 6000 Series | Welch Allyn Inc (ECRI) | 100045213216 | Active | NDH
ND02022 | Oximeter, Pulse | Oximeters, Pulse (ECRI) | Masimo Corp (ECRI) | Rad-97 | Pulse Co-Oximeter | Masimo Corp (ECRI) | 300179326 | Active | NDH
ND02023 | Exercisers, Bicycle | Exercisers, Bicycle (ECRI) | Not Available | Not Available | Not Available | Not Available | DPD090050-P5P-TK | Active | NDH
ND02024 | Exerciser, Parallel Bars | Exercisers, Parallel Bars (ECRI) | Armedica Mfg Corp (ECRI) | AMTM705 | AMTM705 | Armedica Mfg Corp (ECRI) | 97163 | Active | NDH
ND02025 | Exerciser Leg and Ankle | EXERCISER - LEG AND ANKLE | SARATOGA ACCESS & FITNESS, INC | SARATOGA CYCLE | SARATOGA CYCLE | SARATOGA ACCESS & FITNESS, INC | Not Available | Active | NDH
ND02026 | Telemetry Transmitter | Monitors, Telemetric, Physiologic (ECRI) | Philips Healthcare (ECRI) | MX40-1C4 (865350) | IntelliVue MX40 | Philips Healthcare (ECRI) | US09689152 | Active | NDH
ND02027 | Intermittent Compression Unit | Compression Units (ECRI) | Covidien Inc (ECRI) | 29525 | Kendall SCD 700 | Covidien Inc (ECRI) | V1219672SX | Active | NDH
ND02028 | Flowmeter, Oxygen | Flowmeters, Oxygen (ECRI) | Amvex (ECRI) | T15UO | T15UO | Amvex (ECRI) | NA | Active | NDH
ND02029 | Flowmeter, Medical Air | Flowmeters, Medical Air (ECRI) | Amvex (ECRI) | T15UA | T15UA | Amvex (ECRI) | NA | Active | NDH
ND02030 | Infusion Pump | Infusion Pumps (ECRI) | Baxter Healthcare Corp (ECRI) | 3570009 | Spectrum IQ | Baxter Healthcare Corp (ECRI) | 3638097 | Active | NDH
ND02031 | Oximeter, Pulse | Oximeters, Pulse (ECRI) | Masimo Corp (ECRI) | Rad-97 | Pulse Co-Oximeter | Masimo Corp (ECRI) | 3000149567 | Active | NDH
ND02032 | Regulator, Suction | Regulators, Suction (ECRI) | Genstar Technologies Inc (ECRI | 881VR-300-OH-D | GENTEC | Genstar Technologies Inc (ECRI | 61K210804350440 | Active | NDH
ND02033 | Flowmeter, Oxygen | Flowmeters, Oxygen (ECRI) | Amvex (ECRI) | T15UO | T15UO | Amvex (ECRI) | NA | Active | NDH
ND02034 | Flowmeter, Oxygen | Flowmeters, Oxygen (ECRI) | Amvex (ECRI) | T15UO | T15UO | Amvex (ECRI) | NA | Active | NDH
ND02035 | Intermittent Compression Unit | Compression Units (ECRI) | Covidien Inc (ECRI) | 29525 | Kendall SCD 700 | Covidien Inc (ECRI) | V1211132SX | Active | NDH
ND02036 | Flowmeter, Oxygen | Flowmeters, Oxygen (ECRI) | Amvex (ECRI) | T15UO | T15UO | Amvex (ECRI) | NA | Active | NDH
ND02037 | Infusion Pump | Infusion Pumps (ECRI) | Baxter Healthcare Corp (ECRI) | 3570009 | Spectrum IQ | Baxter Healthcare Corp (ECRI) | 3590494 | Active | NDH
ND02039 | Regulator, Suction | Regulators, Suction (ECRI) | Ohio Medical Corp (ECRI) | 1251 | 1251 | Ohio Medical Corp (ECRI) | JGGU22297 | Active | NDH
ND02040 | Flowmeter, Medical Air | Flowmeters, Medical Air (ECRI) | Amvex (ECRI) | T15UA | T15UA | Amvex (ECRI) | FMAA08304CO | Active | NDH
ND02041 | Infusion Pump | Infusion Pumps (ECRI) | Baxter Healthcare Corp (ECRI) | 3570009 | Spectrum IQ | Baxter Healthcare Corp (ECRI) | 3619111 | Active | NDH
ND02042 | Infusion Pump | Infusion Pumps (ECRI) | Baxter Healthcare Corp (ECRI) | 3570009 | Spectrum IQ | Baxter Healthcare Corp (ECRI) | 3608958 | Active | NDH
ND02043 | Regulator, Suction | Regulators, Suction (ECRI) | GE Datex-Ohmeda Inc (ECRI) | 6-1251 | 6-1251 | GE Datex-Ohmeda Inc (ECRI) | GFFL07947 | Active | NDH
ND02044 | Regulator, Suction | Regulators, Suction (ECRI) | Ohio Medical Corp (ECRI) | 1251 | 1251 | Ohio Medical Corp (ECRI) | JGGU11380 | Active | NDH
ND02045 | Flowmeter, Oxygen | Flowmeters, Oxygen (ECRI) | Amvex (ECRI) | T15UO | T15UO | Amvex (ECRI) | NOT AVAILABLE | Active | NDH
ND02046 | Flowmeter, Oxygen | Flowmeters, Oxygen (ECRI) | Amvex (ECRI) | T15UO | T15UO | Amvex (ECRI) | NOT AVIALABLE | Active | NDH
ND02047 | Flowmeter, Medical Air | Flowmeters, Medical Air (ECRI) | Precision Medical Inc (ECRI) | 8MFA | 8MFA | Precision Medical Inc (ECRI) | 8B005336 | Active | NDH
ND02048 | Flowmeter O2 | Flowmeters, Oxygen (ECRI) | Precision Medical Inc (ECRI) | 8MFA | 8MFA | Precision Medical Inc (ECRI) | 8B005651 | Active | NDH
ND02049 | Regulator, Suction | Regulators, Suction (ECRI) | Ohio Medical Corp (ECRI) | 1251 | 1251 | Ohio Medical Corp (ECRI) | JGGU07404 | Active | NDH
ND02050 | Ventilator | Ventilators, Intensive Care (ECRI) | Philips Respironics Inc (ECRI) | V60 | V60 | Philips Respironics Inc (ECRI) | 100082770 | Active | NDH
ND02051 | Infusion Pump | Infusion Pumps (ECRI) | Baxter Healthcare Corp (ECRI) | 3570009 | Spectrum IQ | Baxter Healthcare Corp (ECRI) | 3591935 | Active | NDH
ND02052 | Infusion Pump | Infusion Pumps (ECRI) | Baxter Healthcare Corp (ECRI) | 3570009 | Spectrum IQ | Baxter Healthcare Corp (ECRI) | 3618409 | Active | NDH
ND02053 | Infusion Pump | Infusion Pumps (ECRI) | Baxter Healthcare Corp (ECRI) | 3570009 | Spectrum IQ | Baxter Healthcare Corp (ECRI) | 3620437 | Active | NDH
ND02054 | Infusion Pump | Infusion Pumps (ECRI) | Baxter Healthcare Corp (ECRI) | 3570009 | Spectrum IQ | Baxter Healthcare Corp (ECRI) | 3630093 | Active | NDH
ND02055 | Flowmeter, Medical Air | Flowmeters, Medical Air (ECRI) | Amvex (ECRI) | T15UA | T15UA | Amvex (ECRI) | FMAA06085C0 | Active | NDH
ND02056 | Flowmeter, Medical Air | Flowmeters, Medical Air (ECRI) | Amvex (ECRI) | T15UA | T15UA | Amvex (ECRI) | FMAA06087C0 | Active | NDH
ND02057 | Regulator, Suction | Regulators, Suction (ECRI) | Genstar Technologies Inc (ECRI | 881VR-300-OH-D | GENTEC | Genstar Technologies Inc (ECRI | 61k211203710422 | Active | NDH
ND02058 | Flowmeter, Oxygen | Flowmeters, Oxygen (ECRI) | Amvex (ECRI) | T15UO | T15UO | Amvex (ECRI) | NOT AVAILABLE | Active | NDH
ND02059 | Flowmeter, Oxygen | Flowmeters, Oxygen (ECRI) | Amvex (ECRI) | T15UO | T15UO | Amvex (ECRI) | NOT AVAILABLE | Active | NDH
ND02060 | Sphygmomanometer | Sphygmomanometers (ECRI) | Welch Allyn Inc (ECRI) | Tycos | Tycos | Welch Allyn Inc (ECRI) | 050909080313 | Active | NDH
ND02061 | Flowmeter O2 | Flowmeters, Oxygen (ECRI) | Precision Medical Inc (ECRI) | 8MFA | 8MFA | Precision Medical Inc (ECRI) | Not Available | Active | NDH
ND02062 | Flowmeter O2 | Flowmeters, Oxygen (ECRI) | Precision Medical Inc (ECRI) | 8MFA | 8MFA | Precision Medical Inc (ECRI) | Not Available | Active | NDH
ND02063 | Flowmeter O2 | Flowmeters, Oxygen (ECRI) | Precision Medical Inc (ECRI) | 8MFA | 8MFA | Precision Medical Inc (ECRI) | Not Avialable | Active | NDH
ND02064 | Regulator, Suction | Regulators, Suction (ECRI) | Ohio Medical Corp (ECRI) | PISA | PISA | Ohio Medical Corp (ECRI) | PSAZ04161 | Active | NDH
ND02065 | Regulator, Suction | Regulators, Suction (ECRI) | Ohio Medical Corp (ECRI) | 1251 | 1251 | GE Datex-Ohmeda Inc (ECRI) | GFFJ14183 | Active | NDH
ND02066 | Module, Multiparameter | Modules, Multiparameter (ECRI) | Philips Healthcare (ECRI) | 867036 | IntelliVue MMX | Philips Healthcare (ECRI) | DE785D3896 | Active | NDH
ND02067 | Module, Housings | Modules, Housings (ECRI) | Philips Healthcare (ECRI) | M8048A | M8048A | Philips Healthcare (ECRI) | DE50264149 | Active | NDH
ND02068 | Module, Physiologic Monitor | Modules, Physiologic Monitor (ECRI) | Philips Healthcare (ECRI) | 865115 | IntelliBridge EC10 | Philips Healthcare (ECRI) | DE60839151 | Active | NDH
ND02069 | Pressure Module | Pressure Module | Hewlett-Packard Co (ECRI) | M1006B | M1006B | Hewlett-Packard Co (ECRI) | 3436A07340 | Active | NDH
ND02070 | Monitor, Patient | Monitors, Patient (ECRI) | Philips Healthcare (ECRI) | MP70 (M8007A) | IntelliVue MP70 | Philips Healthcare (ECRI) | DE73172323 | Active | NDH
ND02071 | Scale, Clinical, Precision | Scales, Clinical, Precision (ECRI) | Measuretek Scale Co (ECRI) | EHL-3 | EHL-3 | Measuretek Scale Co (ECRI) | Not Available | Active | NDH
ND02072 | Warming Unit, Blanket | Warming Units, Blanket (ECRI) | Getinge USA Inc (ECRI) | 5618 | 5618 | Getinge USA Inc (ECRI) | L022121 | Active | NDH
ND02073 | Monitor, Fetal | Monitors, Fetal (ECRI) | GE Healthcare (ECRI) | 259CX | Corometrics 250CX | GE Healthcare (ECRI) | SDJ22330017PAS | Active | NDH
ND02074 | Monitor, Fetal | Monitors, Fetal (ECRI) | GE Healthcare (ECRI) | 107-PT-001 | NOVII Interface | Monica Healthcare | TCO123 | Active | NDH
ND02075 | Monitor, Fetal | Monitors, Fetal (ECRI) | GE Healthcare (ECRI) | 259A | Corometrics 259A | GE Healthcare (ECRI) | SBE05320105PA | Active | NDH
ND02076 | Monitor, Fetal | Monitors, Fetal (ECRI) | GE Healthcare (ECRI) | 107-PT-001 | NOVII Interface | Monica Healthcare | TC0013 | Active | NDH
ND02077 | Scale, Infant | Scales, Infant (ECRI) | Medela LLC (ECRI) | 0407020 | BabyWeight II | Medela LLC (ECRI) | BWII-77199 | Active | NDH
ND02081 | Air Blower | Patient Transfer Aids (ECRI) | Medline Industries Inc (ECRI) | MSC60090 | Comfort Glide | Medline Industries Inc (ECRI) | C890028766 | Active | NDH
ND02082 | Pump, Circulating Fluid | Pumps, Circulating Fluid (ECRI) | Stryker Medical (ECRI) | TP-700 | T/PUMP | Stryker Medical (ECRI) | 201602745 | Active | NDH
ND02083 | Sphygmomanometer | Sphygmomanometers (ECRI) | Welch Allyn Inc (ECRI) | Tycos | Tycos | Welch Allyn Inc (ECRI) | 101223185107 | Active | NDH
ND02084 | Flowmeter O2 | Flowmeters, Oxygen (ECRI) | Precision Medical Inc (ECRI) | 8MFA | 8MFA | Precision Medical Inc (ECRI) | BB005654 | Active | NDH
ND02085 | Flowmeter, Medical Air | Flowmeters, Medical Air (ECRI) | Precision Medical Inc (ECRI) | 8MFA | 8MFA | Precision Medical Inc (ECRI) | BB005728 | Active | NDH
ND02086 | Flowmeter, Medical Air | Flowmeters, Medical Air (ECRI) | Precision Medical Inc (ECRI) | Not Available | Max Flush Flow | Precision Medical Inc (ECRI) | Not Available | Active | NDH
ND02087 | Exerciser, Bicycle | Exercisers, Bicycle (ECRI) | Not Available | Not Available | Not Available | Not Available | Not Available | Active | NDH
ND02088 | Table, Examination/Treatment | Tables, Examination/Treatment (ECRI) | Hausmann Industries Inc (ECRI) | 4375 | 4375 | Hausmann Industries Inc (ECRI) | T4467-4 | Active | NDH
ND02089 | Table, Examination/Treatment | Tables, Examination/Treatment (ECRI) | Hill Laboratories Co (ECRI) | Hill Adjustable | Hill Adjustable | Hill Laboratories Co (ECRI) | HA051523 | Active | NDH
ND02090 | Footswitch | Footswitches (ECRI) | Not Available | Not Available | Not Available | Not Available | Not Available | Active | NDH
ND02091 | Lift, Patient Transfer | Lifts, Patient Transfer (ECRI) | Arjo Inc (ECRI) | Maxi Sky | MAXI SKY 2 | Arjo Inc (ECRI) | 300290186 | Active | NDH
ND02092 | Thermometer, Electronic | Thermometers, Electronic (ECRI) | Welch Allyn Inc (ECRI) | 690 | SureTemp Plus | Welch Allyn Inc (ECRI) | 11360485 | Active | NDH
ND02093 | Thermometer, Electronic | Thermometers, Electronic (ECRI) | Welch Allyn Inc (ECRI) | 692 | SureTemp Plus | Welch Allyn Inc (ECRI) | 07408273 | Active | NDH
ND02094 | Heat Gun | Heating Units (ECRI) | Eddy Products (ECRI) | EP3-UL | EP3-UL | Eddy Products (ECRI) | NOT AVAILABLE | Active | NDH
ND02095 | Thermometer, Electronic | Thermometers, Electronic (ECRI) | Welch Allyn Inc (ECRI) | 690 | SureTemp Plus | Welch Allyn Inc (ECRI) | 07069273 | Active | NDH
ND02096 | Lift, Patient Transfer | Lifts, Patient Transfer (ECRI) | Arjo Inc (ECRI) | SARA FLEX | SARA FLEX | Arjo Inc (ECRI) | 300601400 | Active | NDH
ND02098 | Scale, Floor | Scales, Floor (ECRI) | Welch Allyn Inc (ECRI) | 5702 | Bariatric Stand-On | Seca NA (ECRI) | 100000000022466 | Active | NDH
ND02099 | Monitor, Vital Signs | Monitors, Vital Signs (ECRI) | Philips Healthcare (ECRI) | SureSigns VS3 | SureSigns VS3 | Philips Healthcare (ECRI) | US04430484 | Active | NDH
ND02100 | Thermometer, Electronic | Thermometers, Electronic (ECRI) | Welch Allyn Inc (ECRI) | 692 | SureTemp Plus | Welch Allyn Inc (ECRI) | 07408335 | Active | NDH
ND02102 | Non-Contact Thermometer | Thermometers (ECRI) | Shenzhen Dongdixin Ltd (ECRI) | TH5001N | TH5001N | Shenzhen Dongdixin Ltd (ECRI) | Not Available | Active | NDH
ND02103 | Not Available | Not Available | Not Available | Not Available | Not Available | Not Available | Not available | Active | NDH
ND02105 | Infusion Pump | Infusion Pumps (ECRI) | Baxter Healthcare Corp (ECRI) | 3570009 | Spectrum IQ | Baxter Healthcare Corp (ECRI) | 3620436 | Active | NDH
ND02106 | Infusion Pump | Infusion Pumps (ECRI) | Baxter Healthcare Corp (ECRI) | 3570009 | Spectrum IQ | Baxter Healthcare Corp (ECRI) | 3612591 | Active | NDH
ND02107 | Light, Examination | Lights, Examination (ECRI) | Welch Allyn Inc (ECRI) | LS-150 | LS-150 | Welch Allyn Inc (ECRI) | 0804 | Active | NDH
ND02108 | Air Blower | Patient Transfer Aids (ECRI) | Medline Industries Inc (ECRI) | MSC60090 | Comfort Glide | Medline Industries Inc (ECRI) | C890028751 | Active | NDH
ND02109 | Monitor, Patient | Monitors, Patient (ECRI) | Philips Healthcare (ECRI) | MP5 (M8105A) | IntelliVue MP5 | Philips Healthcare (ECRI) | DE656D8862 | Active | NDH
ND02110 | Light, Examination | Lights, Examination (ECRI) | Goodwin Manfacturing (ECRI) | 1196-41 | 1196-41 | Goodwin Manfacturing (ECRI) | NOT AVAILABLE | Active | NDH
ND02111 | Thermometers, Electronic | Thermometers, Electronic, Ear (ECRI) | Welch Allyn Inc (ECRI) | Not Available | Not Available | Welch Allyn Inc (ECRI) | 19265999 | Active | NDH
ND02112 | Sphygmomanometers | Sphygmomanometers (ECRI) | Welch Allyn Inc (ECRI) | Not Available | Not Available | Welch Allyn Inc (ECRI) | 190723022705 | Active | NDH
ND02113 | Exerciser, Treadmill | Exercisers, Treadmills (ECRI) | Landice Inc (ECRI) | L7 | L7 | Landice Inc (ECRI) | L7-54228 | Active | NDH
ND02114 | Monitor, Vital Signs | Monitors, Vital Signs (ECRI) | Welch Allyn Inc (ECRI) | 65NTXX | Connex 6000 Series | Welch Allyn Inc (ECRI) | 100029915015 | Active | NDH
ND02117 | High-Flow 2 Humidifer | Oxygen Delivery Units, High-Flow (ECRI) | Fisher & Paykel Health (ECRI) | PT101US | AIRVO 2 | Fisher & Paykel Health (ECRI) | 201209226629 | Active | NDH
ND02118 | Flowmeter, Oxygen | Flowmeters, Oxygen (ECRI) | Amvex (ECRI) | T15UO | T15UO | Amvex (ECRI) | 10157296 | Active | NDH
ND02119 | Flowmeter, Oxygen | Flowmeters, Oxygen (ECRI) | Amvex (ECRI) | T15UO | T15UO | Amvex (ECRI) | 10182561 | Active | NDH
ND02120 | Flowmeter, Oxygen | Flowmeters, Oxygen (ECRI) | Amvex (ECRI) | T15UO | T15UO | Amvex (ECRI) | 10183661 | Active | NDH
ND02121 | Flowmeter, Oxygen | Flowmeters, Oxygen (ECRI) | Amvex (ECRI) | T15UO | T15UO | Amvex (ECRI) | 10152033 | Active | NDH
ND02122 | High-Flow 2 Humidifer | Oxygen Delivery Units, High-Flow (ECRI) | Fisher & Paykel Health (ECRI) | PT101US | AIRVO 2 | Fisher & Paykel Health (ECRI) | 201209226337 | Active | NDH
ND02123 | Nebulizer Controller | Nebulizers (ECRI) | Aerogen (ECRI) | Pro-X | Aerogen Pro-X | Aerogen (ECRI) | AP-2019712 | Active | NDH
ND02124 | LTV Power Supply | Power Supplies (ECRI) | Pulmonetic Systems (ECRI) | MSP1787 | MSP1787 | Pulmonetic Systems (ECRI) | C6906B0130 | Active | NDH
ND02125 | Ventilator | Ventilators, Transport (ECRI) | Vyaire Medical Inc (ECRI) | LTV1200 | LTV1200 | Pulmonetic Systems (ECRI) | E05272 | Active | NDH
ND02126 | Infusion Pump | Infusion Pumps (ECRI) | Baxter Healthcare Corp (ECRI) | 3570009 | Spectrum IQ | Baxter Healthcare Corp (ECRI) | 3606561 | Active | NDH
ND02127 | Ventilator | Ventilators, Intensive Care (ECRI) | Philips Respironics Inc (ECRI) | V60 | V60 | Philips Respironics Inc (ECRI) | 100074578 | Active | NDH
ND02130 | Flowmeter, Oxygen | Flowmeters, Oxygen (ECRI) | GE Datex-Ohmeda Inc (ECRI) | Not Available | Not Available | GE Datex-Ohmeda Inc (ECRI) | AHE J12333 | Active | NDH
ND02131 | Flowmeter O2 | Flowmeters, Oxygen (ECRI) | Precision Medical Inc (ECRI) | Not Available | Not Available | Precision Medical Inc (ECRI) | Not Available | Active | NDH
ND02132 | Flowmeter, Medical Air | Flowmeters, Medical Air (ECRI) | Amvex (ECRI) | T15UA | T15UA | Amvex (ECRI) | FMAA05560CP | Active | NDH
ND02133 | Intermittent Compression Unit | Compression Units (ECRI) | Covidien Inc (ECRI) | 29525 | Kendall SCD 700 | Covidien Inc (ECRI) | V1211143SX | Active | NDH
ND02134 | Infusion Pump | Infusion Pumps (ECRI) | Baxter Healthcare Corp (ECRI) | 3570009 | Spectrum IQ | Baxter Healthcare Corp (ECRI) | 3629592 | Active | NDH
ND02135 | Regulator, Suction | Regulators, Suction (ECRI) | Genstar Technologies Inc (ECRI | 881VR-300-OH-D | GENTEC | Genstar Technologies Inc (ECRI | 61K211101550423 | Active | NDH
ND02136 | FLOW METER O2 | Flowmeters, Oxygen (ECRI) | Precision Medical Inc (ECRI) | 8MFA | 8MFA | Precision Medical Inc (ECRI) | NOT AVAILABLE | Active | NDH
ND02137 | FLOW METER O2 | Flowmeters, Oxygen (ECRI) | Precision Medical Inc (ECRI) | 8MFA | 8MFA | Precision Medical Inc (ECRI) | NOT AVAILABLE | Active | NDH
ND02138 | Intermittent Compression Unit | Compression Units (ECRI) | Covidien Inc (ECRI) | 29525 | Kendall SCD 700 | Covidien Inc (ECRI) | V1526882SX | Active | NDH
ND02144 | Air Blower | Patient Transfer Aids (ECRI) | Medline Industries Inc (ECRI) | MSC60090 | Comfort Glide | Medline Industries Inc (ECRI) | C890028678 | Active | NDH
ND02146 | Thermometers, Electronic | Thermometers, Electronic, Infrared (ECRI) | Welch Allyn Inc (ECRI) | Not Available | Not Available | Welch Allyn Inc (ECRI) | Not Available | Active | NDH
ND02147 | Table, Examination/Treatment | Tables, Examination/Treatment (ECRI) | Midmark Corp (ECRI) | 204-001 | 204-001 | Midmark Corp (ECRI) | V483224 | Active | NDH
ND02148 | Flowmeter O2 | Flowmeters, Oxygen (ECRI) | Precision Medical Inc (ECRI) | Not Available | Not Available | Precision Medical Inc (ECRI) | Not Available | Active | NDH
ND02149 | Flowmeter O2 | Flowmeters, Oxygen (ECRI) | Precision Medical Inc (ECRI) | Not Available | Not Available | Precision Medical Inc (ECRI) | NA | Active | NDH
ND02150 | Regulator, Suction | Regulators, Suction (ECRI) | Ohio Medical Corp (ECRI) | 1251 | 1251 | Ohio Medical Corp (ECRI) | AHB001826 | Active | NDH
ND02151 | Air Blower | Patient Transfer Aids (ECRI) | Medline Industries Inc (ECRI) | MSC60090 | Comfort Glide | Medline Industries Inc (ECRI) | C870032458 | Active | NDH
ND02152 | Flowmeter, Oxygen | Flowmeters, Oxygen (ECRI) | GE Datex-Ohmeda Inc (ECRI) | Not Available | Not Available | GE Datex-Ohmeda Inc (ECRI) | AHE D19543 | Active | NDH
ND02153 | Suction Regulator | Regulators, Suction (ECRI) | GE Datex-Ohmeda Inc (ECRI) | Not Available | Not Available | GE Datex-Ohmeda Inc (ECRI) | GFFZ12629 | Active | NDH
ND02154 | Regulator, Suction | Regulators, Suction (ECRI) | Ohio Medical Corp (ECRI) | PISA | PISA | Ohio Medical Corp (ECRI) | PSAZ03190 | Active | NDH
ND02155 | Infusion Pump | Infusion Pumps (ECRI) | Baxter Healthcare Corp (ECRI) | 3570009 | Spectrum IQ | Baxter Healthcare Corp (ECRI) | 3598368 | Active | NDH
ND02156 | Intermittent Compression Unit | Compression Units (ECRI) | Covidien Inc (ECRI) | 29525 | Kendall SCD 700 | Covidien Inc (ECRI) | V1526946SX | Active | NDH
ND02157 | FLOW METER O2 | Flowmeters, Oxygen (ECRI) | Western Medical Inc (ECRI) | NOT AVAILABLE | NOT AVAILABLE | Western Medical Inc (ECRI) | FME9802905 | Active | NDH
ND02158 | Suction Regulator | Regulators, Suction (ECRI) | GE Datex-Ohmeda Inc (ECRI) | Not Available | Not Available | GE Datex-Ohmeda Inc (ECRI) | GFFX23523 | Active | NDH
ND02159 | Oximeter, Pulse | Oximeters, Pulse (ECRI) | Masimo Corp (ECRI) | Rad-97 | Pulse Co-Oximeter | Masimo Corp (ECRI) | 3000152203 | Active | NDH
ND02170 | Oximeter, Pulse | Oximeters, Pulse (ECRI) | Masimo Corp (ECRI) | Rad-97 | Pulse Co-Oximeter | Masimo Corp (ECRI) | 3000152265 | Active | NDH
ND02171 | Monitor, Patient | Monitors, Patient (ECRI) | Philips Healthcare (ECRI) | MP70 (M8007A) | IntelliVue MP70 | Philips Healthcare (ECRI) | DE73172301 | Active | NDH
ND02172 | Module, Multiparameter | Modules, Multiparameter (ECRI) | Philips Healthcare (ECRI) | 867036 | IntelliVue MMX | Philips Healthcare (ECRI) | DE785D3817 | Active | NDH
ND02173 | Module, Invasive BP | Modules, Invasive BP (ECRI) | Philips Healthcare (ECRI) | M1006B | M1006B | Philips Healthcare (ECRI) | DE805M2563 | Active | NDH
ND02181 | Flowmeter, Medical Air | Flowmeters, Medical Air (ECRI) | Precision Medical Inc (ECRI) | 8MFA | 8FMA | Precision Medical Inc (ECRI) | 8B005639 | Active | NDH
ND02182 | Module, Electrocardiographs | Modules, Electrocardiographs (ECRI) | GE Healthcare (ECRI) | CAM-14 | CAM-14 | GE Healthcare (ECRI) | 14RMF09218923 PA | Active | NDH
ND02183 | Module, Electrocardiographs | Modules, Electrocardiographs (ECRI) | GE Healthcare (ECRI) | CAM-14 | CAM-14 | GE Healthcare (ECRI) | SK91938007PA | Active | NDH
ND02184 | Infusion Pump, Enteral Feeding | Infusion Pumps, Enteral Feeding (ECRI) | Covidien Inc (ECRI) | Kangaroo ePUMP | Kangaroo ePUMP | Covidien Inc (ECRI) | C22383029 | Active | NDH
ND02186 | Flowmeter, Oxygen | Flowmeters, Oxygen (ECRI) | Amvex (ECRI) | T15UO | T15UO | Amvex (ECRI) | Not Available | Active | NDH
ND02187 | Flowmeter, Oxygen | Flowmeters, Oxygen (ECRI) | Amvex (ECRI) | T15UO | T15UO | Amvex (ECRI) | Not Available | Active | NDH
ND02188 | Ventilator | Ventilators, Intensive Care (ECRI) | Philips Respironics Inc (ECRI) | V60 | V60 | Philips Respironics Inc (ECRI) | 100112778 | Active | NDH
ND02190 | Lift, Patient Transfer | Lifts, Patient Transfer (ECRI) | Arjo Inc (ECRI) | Maxi Move | Maxi Move | Arjo Inc (ECRI) | 300263368 | Active | NDH
ND02191 | Infusion Pump | Infusion Pumps (ECRI) | Baxter Healthcare Corp (ECRI) | 3570009 | Spectrum IQ | Baxter Healthcare Corp (ECRI) | 3616768 | Active | NDH
ND02192 | Infusion Pump | Infusion Pumps (ECRI) | Baxter Healthcare Corp (ECRI) | 3570009 | Spectrum IQ | Baxter Healthcare Corp (ECRI) | 3650223 | Active | NDH
ND02193 | Sphygmomanometer | Sphygmomanometers (ECRI) | Welch Allyn Inc (ECRI) | Tycos | Tycos | Welch Allyn Inc (ECRI) | Not Available | Active | NDH
ND02195 | Flowmeter, Oxygen | Flowmeters, Oxygen (ECRI) | Amvex (ECRI) | T15UO | T15UO | Amvex (ECRI) | Not Available | Active | NDH
ND02196 | Regulator, Suction | Regulators, Suction (ECRI) | Genstar Technologies Inc (ECRI | 881VR-300-OH-D | GENTEC | Genstar Technologies Inc (ECRI | 61K211101550428 | Active | NDH
ND02197 | Regulator, Suction | Regulators, Suction (ECRI) | Ohio Medical Corp (ECRI) | 1251 | 1251 | GE Datex-Ohmeda Inc (ECRI) | GFFJ14197 | Active | NDH
ND02198 | Suction regulator | Regulators, Suction (ECRI) | GE Datex-Ohmeda Inc (ECRI) | Not Available | Not Available | GE Datex-Ohmeda Inc (ECRI) | GFFJ14207 | Active | NDH
ND02199 | Incubator, Laboratory | Incubators, Laboratory (ECRI) | Boekel Scientific Inc (ECRI) | 131700 | 131700 | Boekel Scientific Inc (ECRI) | 00252 | Active | NDH
ND02200 | Centrifuge, Tabletop | Centrifuges, Tabletop (ECRI) | Drucker Diagnostics (ECRI) | 642E Quest | Horizon 642E Quest | Drucker Diagnostics (ECRI) | 2302131S277 | Active | NDH
ND02202 | Centrifuge, Tabletop | Centrifuges, Tabletop (ECRI) | Drucker Diagnostics (ECRI) | 642E Quest | Horizon 642E Quest | Drucker Diagnostics (ECRI) | 200213FE179 | Active | NDH
ND02203 | Centrifuge, Tabletop | Centrifuges, Tabletop (ECRI) | Drucker Diagnostics (ECRI) | 642E Quest | Horizon 642E Quest | Drucker Diagnostics (ECRI) | 210613GP515 | Active | NDH
ND02204 | Analyzer, Laboratory | Analyzers, Laboratory, Clinical Chemistry/Immunoassay (ECRI) | Roche Diagnostics Corp (ECRI) | cobas 6000 | cobas 6000 | Roche Diagnostics Corp (ECRI) | 2080-16 | Active | NDH
ND02205 | Infusion Pump | Infusion Pumps (ECRI) | Baxter Healthcare Corp (ECRI) | 3570009 | Spectrum IQ | Baxter Healthcare Corp (ECRI) | 3619430 | Active | NDH
ND02206 | Infusion Pump | Infusion Pumps (ECRI) | Baxter Healthcare Corp (ECRI) | 3570009 | Spectrum IQ | Baxter Healthcare Corp (ECRI) | 3617309 | Active | NDH
ND02207 | Monitor, Patient | Monitors, Patient (ECRI) | Philips Healthcare (ECRI) | MP5 (M8105A) | IntelliVue MP5 | Philips Healthcare (ECRI) | DE21070400 | Active | NDH
ND02208 | Infusion Pump | Infusion Pumps (ECRI) | Baxter Healthcare Corp (ECRI) | 3570009 | Spectrum IQ | Baxter Healthcare Corp (ECRI) | 3638844 | Active | NDH
ND02209 | Regulator, Suction | Regulators, Suction (ECRI) | GE Datex-Ohmeda Inc (ECRI) | 6-1251 | 6-1251 | GE Datex-Ohmeda Inc (ECRI) | GFFL16508 | Active | NDH
ND02210 | Defibrillator, External, Auto | Defibrillators, External, Auto (ECRI) | ZOLL Medical Corp (ECRI) | AED Plus | AED Plus | ZOLL Medical Corp (ECRI) | X19K217646 | Active | NDH
ND02211 | Table, Examination/Treatment | Tables, Examination/Treatment (ECRI) | SEERS Medical (ECRI) | ST3567-115T-EPFS | ST3567-115T-EPFS | SEERS Medical (ECRI) | 29786 | Active | NDH
ND02212 | Monitor, Vital Signs | Monitors, Vital Signs (ECRI) | Welch Allyn Inc (ECRI) | 42MTB | Spot Vital Signs | Welch Allyn Inc (ECRI) | 201621147 | Active | NDH
ND02213 | GS Integrated Wall System | Ophthalmoscope/Otoscope/Vital Signs Measuring Systems (ECRI) | Welch Allyn Inc (ECRI) | 767 Series | 767 Series | Welch Allyn Inc (ECRI) | Not Available | Active | NDH
ND02214 | Thermometer, Electronic | Thermometers, Electronic (ECRI) | Welch Allyn Inc (ECRI) | 692 | SureTemp Plus | Welch Allyn Inc (ECRI) | 4537814 | Active | NDH
ND02215 | Patient Info Center iX | Monitors, Central Station (ECRI) | Philips Healthcare (ECRI) | 866424 | PIC iX | Philips Healthcare (ECRI) | US433I0112 | Active | NDH
ND02216 | Patient Info Center iX | Monitors, Central Station (ECRI) | Philips Healthcare (ECRI) | 866424 | PIC iX | Philips Healthcare (ECRI) | US433I0108 | Active | NDH
ND02217 | Uninterruptible Power Supply | Power Systems, Uninterruptible (ECRI) | APC by Schneider (ECRI) | SCL500RM1UC | Smart-UPS 500 | APC by Schneider (ECRI) | SSS2245T56912 | Active | NDH
ND02218 | Uninterruptible Power Supply | Power Systems, Uninterruptible (ECRI) | APC by Schneider (ECRI) | SCL500RM1UC | Smart-UPS 500 | APC by Schneider (ECRI) | SSS2245T56919 | Active | NDH
ND02219 | Uninterruptible Power Supply | Power Systems, Uninterruptible (ECRI) | APC by Schneider (ECRI) | SCL500RM1UC | Smart-UPS 500 | APC by Schneider (ECRI) | SSS2243T59955 | Active | NDH
ND02221 | Network Switch | Network Switches (ECRI) | Cisco Systems Inc (ECRI) | 2960 | Catalyst | Cisco Systems Inc (ECRI) | FCW1852A4PN | Active | NDH
ND02222 | Network Switch | Network Switches (ECRI) | Cisco Systems Inc (ECRI) | Not Available | Not Available | Cisco Systems Inc (ECRI) | FCW2045B77K | Active | NDH
ND02223 | Network Switch | Network Switches (ECRI) | Cisco Systems Inc (ECRI) | 2960 | Catalyst | Cisco Systems Inc (ECRI) | FCU2028A4SX | Active | NDH
ND02224 | Electromyograph, Muscle | Electromyographs (ECRI) | Prometheus Group (ECRI) | MR-20 | Pathway | Prometheus Group (ECRI) | Not Available | Active | NDH
ND02225 | Table, Examination/Treatment | Tables, Examination/Treatment (ECRI) | SEERS Medical (ECRI) | ST3567-115T-EPFS | ST3567-115T-EPFS | SEERS Medical (ECRI) | 43942 | Active | NDH
ND02226 | Centrifuge, Tabletop | Centrifuges, Tabletop (ECRI) | Beckman Coulter Inc (ECRI) | M801-22 | StatSpin CytoFuge 2 | Iris Sample Processing | 1146M80103540 | Active | NDH
ND02227 | Refrigerator | Refrigerators (ECRI) | Avanti Products (ECRI) | RM3361B | RM3361B | Avanti Products (ECRI) | N160134088910576 | Active | NDH
ND02228 | Ventilator | Ventilators, Intensive Care (ECRI) | Philips Respironics Inc (ECRI) | V60 | V60 | Philips Respironics Inc (ECRI) | 201031543 | Active | NDH
ND02230 | Flowmeter, Medical Air | Flowmeters, Medical Air (ECRI) | Amvex (ECRI) | T15UA | T15UA | Amvex (ECRI) | N/A | Active | NDH
ND02231 | Flowmeter, Medical Air | Flowmeters, Medical Air (ECRI) | Amvex (ECRI) | T15UA | T15UA | Amvex (ECRI) | Not Available | Active | NDH
ND02232 | Flowmeter, Oxygen | Flowmeters, Oxygen (ECRI) | Amvex (ECRI) | T15UO | T15UO | Amvex (ECRI) | J12337 | Active | NDH
ND02233 | Flowmeter O2 | Flowmeters, Oxygen (ECRI) | Precision Medical Inc (ECRI) | 1MFA | 1MFA | Precision Medical Inc (ECRI) | Not Available | Active | NDH
ND02234 | Flowmeters, Oxygen (ECRI) | Flowmeters, Oxygen (ECRI) | Precision Medical Inc (ECRI) | 1MFA | 1MFA | Precision Medical Inc (ECRI) | Not Available | Active | NDH
ND02235 | Flowmeter, Medical Air | Flowmeters, Medical Air (ECRI) | Amvex (ECRI) | T15UA | T15UA | Amvex (ECRI) | Not Available | Active | NDH
ND02236 | Percussor | Percussors (ECRI) | General Physiotherapy (ECRI) | VIBRACARE | VIBRACARE | General Physiotherapy (ECRI) | 1018709 | Active | NDH
ND02237 | Percussor | Percussors (ECRI) | General Physiotherapy (ECRI) | VIBRACARE | VIBRACARE | General Physiotherapy (ECRI) | 1024779 | Active | NDH
ND02238 | Oximeter, Pulse | Oximeters, Pulse (ECRI) | Masimo Corp (ECRI) | Rad-97 | Pulse Co-Oximeter | Masimo Corp (ECRI) | 3000152295 | Active | NDH
ND02239 | Oximeter, Pulse | Oximeters, Pulse (ECRI) | Masimo Corp (ECRI) | Rad-97 | Pulse Co-Oximeter | Masimo Corp (ECRI) | 3000168977 | Active | NDH
ND02240 | Telemetry Transmitter | Monitors, Telemetric, Physiologic (ECRI) | Philips Healthcare (ECRI) | MX40-1C4 (865350) | IntelliVue MX40 | Philips Healthcare (ECRI) | US03569189 | Active | NDH
ND02241 | Telemetry Transmitter | Monitors, Telemetric, Physiologic (ECRI) | Philips Healthcare (ECRI) | MX40-1C4 (865350) | IntelliVue MX40 | Philips Healthcare (ECRI) | US096C5573 | Active | NDH
ND02242 | Probes, Bladder Scan | Probes, Bladder Scan (ECRI) | Verathon Inc (ECRI) | 0570-0351 | 0570-0351 | Verathon Inc (ECRI) | PE003141 | Active | NDH
ND02243 | Intermittent Compression Unit | Compression Units (ECRI) | Covidien Inc (ECRI) | 29525 | Kendall SCD 700 | Covidien Inc (ECRI) | V1213753SX | Active | NDH
ND02244 | Intermittent Compression Unit | Compression Units (ECRI) | Covidien Inc (ECRI) | 29525 | Kendall SCD 700 | Covidien Inc (ECRI) | V1213770SX | Active | NDH
ND02245 | Intermittent Compression Unit | Compression Units (ECRI) | Covidien Inc (ECRI) | 29525 | Kendall SCD 700 | Covidien Inc (ECRI) | V1219838SX | Active | NDH
ND02246 | Monitor, Vital Signs | Monitors, Vital Signs (ECRI) | Philips Healthcare (ECRI) | SureSigns VS3 | SureSigns VS3 | Philips Healthcare (ECRI) | US04430483 | Active | NDH
ND02247 | Sphygmomanometer | Sphygmomanometers (ECRI) | Welch Allyn Inc (ECRI) | Tycos | Tycos | Welch Allyn Inc (ECRI) | 120210112847 | Active | NDH
ND02248 | Sphygmomanometer | Sphygmomanometers (ECRI) | Welch Allyn Inc (ECRI) | Tycos | Tycos | Welch Allyn Inc (ECRI) | Not Available | Active | NDH
ND02249 | Sphygmomanometer | Sphygmomanometers (ECRI) | Welch Allyn Inc (ECRI) | Tycos | Tycos | Welch Allyn Inc (ECRI) | Not Available | Active | NDH
ND02250 | Infusion Pump, Enteral Feeding | Infusion Pumps, Enteral Feeding (ECRI) | Covidien Inc (ECRI) | Kangaroo ePUMP | Kangaroo ePUMP | Covidien Inc (ECRI) | C13061706 | Active | NDH
ND02251 | Infusion Pump | Infusion Pumps (ECRI) | Baxter Healthcare Corp (ECRI) | 3570009 | Spectrum IQ | Baxter Healthcare Corp (ECRI) | 3593873 | Active | NDH
ND02252 | Infusion Pump, Enteral Feeding | Infusion Pumps, Enteral Feeding (ECRI) | Covidien Inc (ECRI) | Kangaroo ePUMP | Kangaroo ePUMP | Covidien Inc (ECRI) | C1362484 | Active | NDH
ND02253 | Infusion Pump, Enteral Feeding | Infusion Pumps, Enteral Feeding (ECRI) | Covidien Inc (ECRI) | Kangaroo ePUMP | Kangaroo ePUMP | Covidien Inc (ECRI) | C13060517 | Active | NDH
ND02254 | PCA Infusion Pump | Infusion Pumps, Analgesic, Patient-Controlled (ECRI) | BD (ECRI) | 8120 | Alaris PCA Module | Alaris Medical Systems | 14579155 | Active | NDH
ND02255 | PC Pump Controller | Controllers, Infusion Pump Systems (ECRI) | BD (ECRI) | 8015 | Alaris PC | Alaris Medical Systems | 13349133 | Active | NDH
ND02256 | PCA Infusion Pump | Infusion Pumps, Analgesic, Patient-Controlled (ECRI) | BD (ECRI) | 8120 | Alaris PCA Module | Alaris Medical Systems | 14579162 | Active | NDH
ND02257 | Hypo-Hyperthermia Unit | Hypo-Hyperthermia Units, Mobile (ECRI) | Stryker Medical (ECRI) | MTA-5900 | Medi-Therm II | Gaymar Industries Inc (ECRI) | C39009 | Active | NDH
ND02258 | PC Pump Controller | Controllers, Infusion Pump Systems (ECRI) | BD (ECRI) | 8015 | Alaris PC | Alaris Medical Systems | 12936643 | Active | NDH
ND02259 | Warming Unit, Blood/Solution | Warming Units, Blood/Solution (ECRI) | 3M Health Care (ECRI) | 245 | Ranger | 3M Health Care (ECRI) | 76664 | Active | NDH
ND02260 | Thermometer, Electronic | Thermometers, Electronic (ECRI) | Welch Allyn Inc (ECRI) | 690 | SureTemp Plus | Welch Allyn Inc (ECRI) | 20316500 | Active | NDH
ND02261 | Thermometer, Electronic | Thermometers, Electronic (ECRI) | Welch Allyn Inc (ECRI) | 690 | SureTemp Plus | Welch Allyn Inc (ECRI) | 14213732 | Active | NDH
ND02262 | Infusion Pump, Enteral Feeding | Infusion Pumps, Enteral Feeding (ECRI) | Covidien Inc (ECRI) | Kangaroo ePUMP | Kangaroo ePUMP | Covidien Inc (ECRI) | C1354582 | Active | NDH
ND02263 | Intermittent Compression Unit | Compression Units (ECRI) | Covidien Inc (ECRI) | 29525 | Kendall SCD 700 | Covidien Inc (ECRI) | V1213937SX | Active | NDH
ND02264 | Sphygmomanometer | Sphygmomanometers (ECRI) | Welch Allyn Inc (ECRI) | Tycos | Tycos | Welch Allyn Inc (ECRI) | Not Available | Active | NDH
ND02265 | Air Blower | Patient Transfer Aids (ECRI) | Medline Industries Inc (ECRI) | MSC60090 | Comfort Glide | Medline Industries Inc (ECRI) | C880028142 | Active | NDH
ND02266 | Scanner, Patient Wrist Band | Scanners, Bar-Code (ECRI) | Welch Allyn Inc (ECRI) | 7000-916HS | 7000-916HS | Welch Allyn Inc (ECRI) | Not Available | Active | NDH
ND02269 | Scanner, Patient Wrist Band | Scanners, Bar-Code (ECRI) | Welch Allyn Inc (ECRI) | 7000-916HS | 7000-916HS | Welch Allyn Inc (ECRI) | Not Available | Active | NDH
ND02270 | Monitor, Vital Signs | Monitors, Vital Signs (ECRI) | Philips Healthcare (ECRI) | SureSigns VS3 | SureSigns VS3 | Philips Healthcare (ECRI) | US72006894 | Active | NDH
ND02271 | Telemetry Transmitter | Monitors, Telemetric, Physiologic (ECRI) | Philips Healthcare (ECRI) | MX40-1C4 (865350) | IntelliVue MX40 | Philips Healthcare (ECRI) | US096C5575 | Active | NDH
ND02272 | Single Chamber Pacemaker | Pacemakers, External (ECRI) | Medtronic Inc (ECRI) | 53401 | 53401 | Medtronic Inc (ECRI) | MDB03144EP | Active | NDH
ND02273 | Scanner, Patient Wrist Band | Scanners, Bar-Code (ECRI) | Welch Allyn Inc (ECRI) | 7000-916HS | 7000-916HS | Welch Allyn Inc (ECRI) | Not Available | Active | NDH
ND02274 | Hemodialysis Unit | Hemodialysis Units (ECRI) | Outset Medical Inc (ECRI) | TABLO | TABLO | Outset Medical Inc (ECRI) | 602539M | Active | NDH
ND02275 | Regulator, Suction | Regulators, Suction (ECRI) | Ohio Medical Corp (ECRI) | 1251 | 1251 | Ohio Medical Corp (ECRI) | JGGU22305 | Active | NDH
ND02276 | Flowmeter, Oxygen | Flowmeters, Oxygen (ECRI) | Amvex (ECRI) | T15UO | T15UO | Amvex (ECRI) | FMAO27062GO | Active | NDH
ND02277 | Regulator, Suction | Regulators, Suction (ECRI) | Ohio Medical Corp (ECRI) | 1251 | 1251 | Ohio Medical Corp (ECRI) | JGGU22280 | Active | NDH
ND02278 | Flowmeter, Oxygen | Flowmeters, Oxygen (ECRI) | GE Datex-Ohmeda Inc (ECRI) | Not Available | Not Available | GE Datex-Ohmeda Inc (ECRI) | AHEJ12341 | Active | NDH
ND02279 | Monitor, Vital Signs | Monitors, Vital Signs (ECRI) | Welch Allyn Inc (ECRI) | 65NTXX-B | Connex 6000 Series | Welch Allyn Inc (ECRI) | 100029845015 | Active | NDH
ND02280 | Hemodialysis Unit | Hemodialysis Units (ECRI) | Outset Medical Inc (ECRI) | TABLO | TABLO | Outset Medical Inc (ECRI) | 602535M | Active | NDH
ND02281 | Microscope, Laboratory | Microscopes, Laboratory (ECRI) | Reichert Instruments (ECRI) | 1130 | 1130 | AMERICAN OPTICAL | 747086 | Active | NDH
ND02282 | Microscope, Laboratory | Microscopes, Laboratory (ECRI) | Nikon Instruments Inc (ECRI) | ECLIPSE 50i | ECLIPSE 50i | Nikon Instruments Inc (ECRI) | 814203 | Active | NDH
ND02284 | Analyzer, Laboratory | Analyzers, Laboratory, Hematology, Coagulation (ECRI) | Werfen US (ECRI) | ACL TOP 350 CTS | ACL TOP 350 CTS | Instrumentation Laboratory | 19071526 | Active | NDH
ND02286 | Analyzer, Laboratory | Analyzers, Laboratory, Hematology, Coagulation (ECRI) | Werfen US (ECRI) | ACL TOP 350 CTS | ACL TOP 350 CTS | Instrumentation Laboratory | 19071527 | Active | NDH
ND02287 | Flowmeter, Oxygen | Flowmeters, Oxygen (ECRI) | Amvex (ECRI) | T15UO | T15UO | Amvex (ECRI) | NA | Active | NDH
ND02288 | Flowmeter, Oxygen | Flowmeters, Oxygen (ECRI) | Amvex (ECRI) | T15UO | T15UO | Amvex (ECRI) | NA | Active | NDH
ND02289 | Air Blower | Patient Transfer Aids (ECRI) | Medline Industries Inc (ECRI) | MSC60090 | Comfort Glide | Medline Industries Inc (ECRI) | C890028702 | Active | NDH
ND02290 | Power Systems, Uninterruptible | Power Systems, Uninterruptible (ECRI) | Siemens Healthcare (ECRI) | 10662877 | 10662877 | Siemens Healthcare (ECRI) | 2916 | Active | NDH
ND02291 | Uninterruptible Power Supply | Power Systems, Uninterruptible (ECRI) | Eaton Corp (ECRI) | 9390-160 | 9390-160 | Eaton Corp (ECRI) | EH462CBC15 | Active | NDH
ND02292 | Infusion Pump | Infusion Pumps (ECRI) | Baxter Healthcare Corp (ECRI) | 3570009 | Spectrum IQ | Baxter Healthcare Corp (ECRI) | 3608789 | Active | NDH
ND02296 | Microscope, Laboratory | Microscopes, Laboratory (ECRI) | Nikon Instruments Inc (ECRI) | Labophot 2 | Labophot 2 | Nikon Instruments Inc (ECRI) | 464032 | Active | NDH
ND02297 | Foot Switch | Footswitches (ECRI) | Siemens Healthcare (ECRI) | 10430933 | 10430933 | Siemens Healthcare (ECRI) | 1684 | Active | NDH
ND02298 | Uninterruptible Power Supply | Power Systems, Uninterruptible (ECRI) | Eaton Corp (ECRI) | 9390-160 | 9390-160 | Eaton Corp (ECRI) | FH464DAA06 | Active | NDH
ND02299 | UPS | Power Systems, Uninterruptible (ECRI) | Siemens Healthcare (ECRI) | 10187078 | 10187078 | Siemens Healthcare (ECRI) | LBBD7C0419 | Active | NDH
ND02300 | Power Systems, Uninterruptible | Power Systems, Uninterruptible (ECRI) | Siemens Healthcare (ECRI) | 10589726 | 10589726 | Siemens Healthcare (ECRI) | 1750608 | Active | NDH
ND02301 | Footswitch | Footswitches (ECRI) | Not Available | Not Available | Not Available | Not Available | Not Available | Active | NDH
ND02302 | Table, Examination/Treatment | Tables, Examination/Treatment (ECRI) | MAGNETIC CO. | SGU 14 UDAK-020 | SGU 14 UDAK-020 | MAGNETIC CO. | 3104610 | Active | NDH
ND02304 | Balance, Electronic, Precision | Balances, Electronic, Precision (ECRI) | Accuris Instruments (ECRI) | W3200-3200 | Precision Balance | Accuris Instruments (ECRI) | 3200503 | Active | NDH
ND02305 | Shaker, Laboratory | Shakers, Laboratory (ECRI) | Scientific Industries Inc (ECR | G-560 | Vortex Genie 2 | Scientific Industries Inc (ECR | 2-321137 | Active | NDH
ND02306 | Slide Stainer, Hematology | Slide Stainers, Hematology (ECRI) | Siemens Healthcare (ECRI) | Hematek 3000 | Hematek 3000 | Siemens Healthcare (ECRI) | 393669 | Active | NDH
ND02307 | Mixer, Laboratory | Mixers, Laboratory (ECRI) | Thermo Fisher Scientific(ECRI) | M26125 | Speci-Mix | Barnstead International | 314960365327 | Active | NDH
ND02309 | Uninterruptible Power Supply | Power Systems, Uninterruptible (ECRI) | AMETEK Powervar (ECRI) | 50080-94R | 50080-94R | AMETEK Powervar (ECRI) | 5008094R-2020411 | Active | NDH
ND02310 | Analyzer, Laboratory | Analyzers, Laboratory, Hematology, Cell Counting, Automated (ECRI) | Sysmex Corp (ECRI) | XN-10 | XN-10 | Sysmex Corp (ECRI) | 43827 | Active | NDH
ND02311 | Analyzer, Laboratory | Analyzers, Laboratory, Hematology, Cell Counting, Automated (ECRI) | Sysmex Corp (ECRI) | XN-10 | XN-10 | Sysmex Corp (ECRI) | 43828 | Active | NDH
ND02313 | Analyzer, Laboratory | Analyzers, Laboratory, Clinical Chemistry, Automated, Discrete (ECRI) | Roche Diagnostics Corp (ECRI) | cobas c 501 | cobas c 501 | Roche Diagnostics Corp (ECRI) | 20Y9-10 | Active | NDH
ND02314 | Analyzer, Laboratory | Analyzers, Laboratory, Clinical Chemistry/Immunoassay (ECRI) | Roche Diagnostics Corp (ECRI) | cobas 6000 | cobas 6000 | Roche Diagnostics Corp (ECRI) | 2080-06 | Active | NDH
ND02315 | Analyzer, Laboratory | Analyzers, Laboratory, Immunoassay, Chemiluminescent (ECRI) | Roche Diagnostics Corp (ECRI) | cobas e 601 | cobas e 601 | Roche Diagnostics Corp (ECRI) | 2020-14 | Active | NDH
ND02316 | Centrifuge, Tabletop | Centrifuges, Tabletop (ECRI) | Andreas Hettich Co (ECRI) | EBA 280 | EBA 280 | Andreas Hettich Co (ECRI) | 0003268-05 | Active | NDH
ND02317 | Refrigerators | Refrigerators (ECRI) | Not Available | Not Available | Not Available | Not Available | Not Available | Active | NDH
ND02318 | Centrifuge, Tabletop | Centrifuges, Tabletop (ECRI) | Andreas Hettich Co (ECRI) | Rotina 380 | ROTINA 380 | Andreas Hettich Co (ECRI) | 0000863-07 | Active | NDH
ND02319 | Centrifuge, Tabletop | Centrifuges, Tabletop (ECRI) | Drucker Diagnostics (ECRI) | 642E Quest | Horizon 642E Quest | Drucker Diagnostics (ECRI) | 210613GP510 | Active | NDH
ND02320 | Refrigirators | Refrigerators (ECRI) | Avanti Products (ECRI) | 8E0314 | 8E0314 | Avanti Products (ECRI) | Not Available | Active | NDH
ND02321 | Scale, Floor | Scales, Floor (ECRI) | Welch Allyn Inc (ECRI) | 5702 | Bariatric Stand-On | Scale-Tronix Inc (ECRI) | 5702-101 | Active | NDH
ND02322 | Freezer, Laboratory | Freezers, Laboratory (ECRI) | Follett LLC (ECRI) | FZR20-LB-RHT00S | FZR20-LB-RHT00S | Follett LLC (ECRI) | M06382 | Active | NDH
ND02323 | Refrigerator, Laboratory | Refrigerators, Laboratory (ECRI) | Follett LLC (ECRI) | REF20-LB-R0000G | REF20-LB-R0000G | Follett LLC (ECRI) | M05585 | Active | NDH
ND02324 | Refrigerator, Laboratory | Refrigerators, Laboratory (ECRI) | Follett LLC (ECRI) | REF20-LB-R0000G | REF20-LB-R0000G | Follett LLC (ECRI) | M04553 | Active | NDH
ND02325 | Rotator, Platelet | Incubators, Rotator, Platelet (ECRI) | Thermo Fisher Scientific(ECRI) | 348 | Platelet Mixer | Thermo Fisher Scientific(ECRI) | 869 | Active | NDH
ND02326 | Platelet Agitator | Platelet Agitators (ECRI) | Helmer Scientific (ECRI) | PF49-PRO | i Series | Helmer Scientific (ECRI) | 2139771 | Active | NDH
ND02327 | Refrigerator | Refrigerators (ECRI) | Kenmore Inc | 253.60722000 | 253.60722000 | Kenmore Inc | WA60100374 | Active | NDH
ND02328 | Refrigerator | Refrigerators (ECRI) | Kenmore Inc | 253.60722000 | 253.60722000 | Kenmore Inc | WA55200437 | Active | NDH
ND02329 | Air Blower | Patient Transfer Aids (ECRI) | Medline Industries Inc (ECRI) | MSC60090 | Comfort Glide | Medline Industries Inc (ECRI) | C890028758 | Active | NDH
ND02330 | Module, Electrocardiograph | Modules, Electrocardiographs (ECRI) | Bayer Healthcare (ECRI) | 8600 (3010459) | Medrad Veris | Medrad Inc (ECRI) | 0030486 | Active | NDH
ND02331 | Module, Electrocardiograph | Modules, Electrocardiographs (ECRI) | Bayer Healthcare (ECRI) | 8600 (3010459) | Medrad Veris | Medrad Inc (ECRI) | 0085769 | Active | NDH
ND02332 | Defibrillator | Defibrillators (ECRI) | Medtronic Inc (ECRI) | LIFEPAK 20 | LIFEPAK 20 | Medtronic Inc (ECRI) | 31592738 | Active | NDH
ND02333 | MR Monitoring System | Monitors, Vital Signs (ECRI) | Bayer Healthcare (ECRI) | 8600 (3010979) | Medrad Veris | Medrad Inc (ECRI) | 029429 | Active | NDH
ND02334 | Flowmeter, Oxygen | Flowmeters, Oxygen (ECRI) | Amvex (ECRI) | T15UO | T15UO | Amvex (ECRI) | L21591 | Active | NDH
ND02335 | Suction Regulator | Regulators, Suction (ECRI) | GE Datex-Ohmeda Inc (ECRI) | 1251 | 1251 | GE Datex-Ohmeda Inc (ECRI) | GFFL16510 | Active | NDH
ND02337 | Examination Light | Lights, Examination (ECRI) | Intertech | 3033918 | 3033918 | Intertech | 11-1035 | Active | NDH
ND02338 | Suction Regulator | Regulators, Suction (ECRI) | GE Datex-Ohmeda Inc (ECRI) | Not Available | Not Available | GE Datex-Ohmeda Inc (ECRI) | GFFJL42L7 | Active | NDH
ND02339 | Flowmeter, Oxygen | Flowmeters, Oxygen (ECRI) | Amvex (ECRI) | T15UO | T15UO | Amvex (ECRI) | L21592 | Active | NDH
ND02340 | Washer/Decontaminator Cart | Washer/Decontamination Units (ECRI) | STERIS Corp (ECRI) | 1327 | RELIANCE VISION | STERIS Corp (ECRI) | 3616915002 | Active | NDH
ND02341 | Washers, Ultrasound | Washers, Ultrasonic (ECRI) | STERIS Corp (ECRI) | CR12 | Caviwave Pro | STERIS Corp (ECRI) | 0415C2296 | Active | NDH
ND02344 | Centrifuge, Tabletop | Centrifuges, Tabletop (ECRI) | Drucker Diagnostics (ECRI) | 642E Quest | Horizon 642E Quest | Drucker Diagnostics (ECRI) | 210613GP511 | Active | NDH
ND02345 | Centrifuge, Tabletop | Centrifuges, Tabletop (ECRI) | Drucker Diagnostics (ECRI) | 642E Quest | Horizon 642E Quest | Drucker Diagnostics (ECRI) | 130414-349 | Active | NDH
ND02346 | Microscope, Laboratory | Microscopes, Laboratory (ECRI) | Reichert Instruments (ECRI) | 1130 | 1130 | AMERICAN OPTICAL | 263674 | Active | NDH
ND02347 | Centrifuge, Tabletop | Centrifuges, Tabletop (ECRI) | Andreas Hettich Co (ECRI) | EBA 21 | EBA 21 | Andreas Hettich Co (ECRI) | 0000243 | Active | NDH
ND02348 | Incubator, Laboratory | Incubators, Laboratory (ECRI) | Ortho Clinical (ECRI) | DG-225 | MTS Incubator | Ortho Clinical (ECRI) | 225561217 | Active | NDH
ND02349 | Centrifuge, Tabletop | Centrifuges, Tabletop (ECRI) | Ortho Clinical (ECRI) | 5150-60 | MTS Centrifuge | Ortho Clinical (ECRI) | 08-03-7468 | Active | NDH
ND02350 | Incubator, Laboratory | Incubators, Laboratory (ECRI) | Ortho Clinical (ECRI) | DG-225 | MTS Incubator | Ortho Clinical (ECRI) | 225-007902 | Active | NDH
ND02351 | Centrifuge, Tabletop | Centrifuges, Tabletop (ECRI) | Ortho Clinical (ECRI) | 5150-60 | MTS Centrifuge | Ortho Clinical (ECRI) | 01-13506 | Active | NDH
ND02352 | Bath, Water, Plasma-Thawing | Baths, Water, Plasma-Thawing (ECRI) | Helmer Scientific (ECRI) | DH-4 | QuickThaw DH-4 | Helmer Scientific (ECRI) | 962924 | Active | NDH
ND02354 | Refrigerator, Blood Bank | Refrigerators, Blood Bank (ECRI) | Thermo Fisher Scientific(ECRI) | BB46A | BB46A | Thermo Fisher Scientific(ECRI) | 155410801160428 | Active | NDH
ND02355 | Viewer, Agglutination | Viewers, Agglutination (ECRI) | BD (ECRI) | 420630 | Agglutination Viewer | CLAY ADAMS | 152163 | Active | NDH
ND02356 | Refrigerator, Blood Bank | Refrigerators, Blood Bank (ECRI) | Thermo Fisher Scientific(ECRI) | CT1 | CT1 | Thermo Fisher Scientific(ECRI) | 29484 | Active | NDH
ND02357 | Refrigerator, Blood Bank | Refrigerators, Blood Bank (ECRI) | Follett LLC (ECRI) | REF25-BB-R0000G | REF25-BB-R0000G | Follett LLC (ECRI) | R16025 | Active | NDH
ND02358 | Sterilizing Unit | Sterilizing Units, Germicidal Gas, Gaseous Plasma (ECRI) | Advanced Sterilization (ECRI) | STERRAD 100NX | STERRAD 100NX | Advanced Sterilization (ECRI) | 1043150029 | Active | NDH
ND02359 | Intermittent Compression Unit | Compression Units (ECRI) | Covidien Inc (ECRI) | 29525 | Kendall SCD 700 | Covidien Inc (ECRI) | V1213760SX | Active | NDH
ND02360 | Intermittent Compression Unit | Compression Units (ECRI) | Covidien Inc (ECRI) | 29525 | Kendall SCD 700 | Covidien Inc (ECRI) | V1213860SX | Active | NDH
ND02361 | Aspirator, Surgical | Aspirators, Surgical (ECRI) | Allied Healthcare Inc (ECRI) | S330A | Schuco-Vac | SCHUCO INC | SU20100162 | Active | NDH
ND02362 | Leak/Fluid Detection | Testers, Endoscope (ECRI) | Olympus America Inc (ECRI) | MU-1 | MU-1 | Olympus America Inc (ECRI) | 7175116 | Active | NDH
ND02363 | Conveyor System | Conveyors (ECRI) | STERIS Corp (ECRI) | SCS-BM | SCS-BM | STERIS Corp (ECRI) | 3627515006 | Active | NDH
ND02364 | Autoclave | Sterilizing Units, Steam (ECRI) | STERIS Corp (ECRI) | AMSCO 400 Series | AMSCO 400 Series | STERIS Corp (ECRI) | 030821503 | Active | NDH
ND02365 | Autoclave | Sterilizing Units, Steam (ECRI) | STERIS Corp (ECRI) | AMSCO 400 Series | AMSCO 400 Series | STERIS Corp (ECRI) | 032641562 | Active | NDH
ND02366 | Sterilizing Unit, Steam | Sterilizing Units, Steam (ECRI) | STERIS Corp (ECRI) | V120 | Amsco Century | STERIS Corp (ECRI) | 012370516 | Active | NDH
ND02367 | Sterilizing Unit | Sterilizing Units, Germicidal Gas, Gaseous Plasma (ECRI) | Advanced Sterilization (ECRI) | STERRAD NX | STERRAD NX | Advanced Sterilization (ECRI) | 33110454 | Active | NDH
ND02368 | Sterilizing Unit | Sterilizing Units, Germicidal Gas, Gaseous Plasma (ECRI) | Advanced Sterilization (ECRI) | STERRAD NX | STERRAD NX | Advanced Sterilization (ECRI) | 33110448 | Active | NDH
ND02369 | Freezer, Blood Bank | Freezers, Blood Bank (ECRI) | Helmer Scientific (ECRI) | HPF105 | HPF105 | Helmer Scientific (ECRI) | 2004578 | Active | NDH
ND02371 | Analyzer, Laboratory | Analyzers, Laboratory, Clinical Chemistry, Automated, Discrete (ECRI) | Roche Diagnostics Corp (ECRI) | cobas c 501 | cobas c 501 | Roche Diagnostics Corp (ECRI) | 20Y9-01 | Active | NDH
ND02372 | Analyzer, Laboratory | Analyzers, Laboratory, Immunoassay, Chemiluminescent (ECRI) | Roche Diagnostics Corp (ECRI) | cobas e 601 | cobas e 601 | Roche Diagnostics Corp (ECRI) | 2020-19 | Active | NDH
ND02373 | Uninterruptible Power Supply | Power Systems, Uninterruptible (ECRI) | AMETEK Powervar (ECRI) | ABCDEF5202-22 | ABCDEF5202-22 | AMETEK Powervar (ECRI) | Not Available | Active | NDH
ND02374 | Uninterruptible Power Supply | Power Systems, Uninterruptible (ECRI) | AMETEK Powervar (ECRI) | ABCDEF5202-22 | ABCDEF5202-22 | AMETEK Powervar (ECRI) | Not Available | Active | NDH
ND02375 | Freezer | Freezers (ECRI) | Cardinal Health (ECRI) | ITA-501 | ITA-501 | Cardinal Health (ECRI) | 0155734901160921 | Active | NDH
ND02376 | Washer, Ultrasound | Washers, Ultrasonic (ECRI) | STERIS Corp (ECRI) | CRP117 | Caviwave Pro | STERIS Corp (ECRI) | 0515ST010-0393 | Active | NDH
ND02377 | Washer/Decontamination Unit | Washer/Decontamination Units (ECRI) | STERIS Corp (ECRI) | Reliance | Reliance | STERIS Corp (ECRI) | 3627815022 | Active | NDH
ND02378 | Washer/Decontamination Unit | Washer/Decontamination Units (ECRI) | STERIS Corp (ECRI) | Reliance | Reliance | STERIS Corp (ECRI) | 3627815021 | Active | NDH
ND02379 | Defibrillator | Defibrillators (ECRI) | Medtronic Inc (ECRI) | LIFEPAK 20 | LIFEPAK 20 | Medtronic Inc (ECRI) | 32704302 | Active | NDH
ND02380 | Oximeter, Pulse | Oximeters, Pulse (ECRI) | Masimo Corp (ECRI) | Rad-97 | Pulse Co-Oximeter | Masimo Corp (ECRI) | 3000167790 | Active | NDH
ND02381 | Monitor, Patient | Monitors, Patient Transport (ECRI) | Philips Healthcare (ECRI) | M3002A | IntelliVue X2 | Philips Healthcare (ECRI) | DE03710343 | Active | NDH
ND02382 | Battery/Dock Charger | Battery/Dock Chargers (ECRI) | Philips Healthcare (ECRI) | M8023A | x2 MMS Charger | Philips Healthcare (ECRI) | DE21981792 | Active | NDH
ND02383 | Infusion Pump | Infusion Pumps (ECRI) | Baxter Healthcare Corp (ECRI) | 3570009 | Spectrum IQ | Baxter Healthcare Corp (ECRI) | 3616039 | Active | NDH
ND02384 | Intermittent Compression Unit | Compression Units (ECRI) | Covidien Inc (ECRI) | 29525 | Kendall SCD 700 | Covidien Inc (ECRI) | V1526947SX | Active | NDH
ND02385 | Intermittent Compression Unit | Compression Units (ECRI) | Covidien Inc (ECRI) | 29525 | Kendall SCD 700 | Covidien Inc (ECRI) | V1219810SX | Active | NDH
ND02386 | Infusion Pump | Infusion Pumps (ECRI) | Baxter Healthcare Corp (ECRI) | 3570009 | Spectrum IQ | Baxter Healthcare Corp (ECRI) | 3620062 | Active | NDH
ND02387 | Infusion Pump | Infusion Pumps (ECRI) | Baxter Healthcare Corp (ECRI) | 3570009 | Spectrum IQ | Baxter Healthcare Corp (ECRI) | 3619173 | Active | NDH
ND02388 | Phototachometer | Test, Equipment (ECRI) | Extech Instruments Corp (ECRI) | 461895 | 461895 | Extech Instruments Corp (ECRI) | H306464 | Active | NDH
ND02389 | Intermittent Compression Unit | Compression Units (ECRI) | Covidien Inc (ECRI) | 29525 | Kendall SCD 700 | Covidien Inc (ECRI) | V1526988SX | Active | NDH
ND02390 | Infusion Pump | Infusion Pumps (ECRI) | Baxter Healthcare Corp (ECRI) | 3570009 | Spectrum IQ | Baxter Healthcare Corp (ECRI) | 3609844 | Active | NDH
ND02391 | Intermittent Compression Unit | Compression Units (ECRI) | Covidien Inc (ECRI) | 29525 | Kendall SCD 700 | Covidien Inc (ECRI) | V1213748SX | Active | NDH
ND02392 | Intermittent Compression Unit | Compression Units (ECRI) | Covidien Inc (ECRI) | 29525 | Kendall SCD 700 | Covidien Inc (ECRI) | V1526968SX | Active | NDH
ND02393 | Intermittent Compression Unit | Compression Units (ECRI) | Covidien Inc (ECRI) | 29525 | Kendall SCD 700 | Covidien Inc (ECRI) | V1213750SX | Active | NDH
ND02394 | Table, Imaging, Radiographic | Tables, Imaging, Radiographic/Fluoroscopic (ECRI) | Surgical Tables Inc (ECRI) | Streamline 3 | Streamline 3 | Surgical Tables Inc (ECRI) | 040411-02 | Active | NDH
ND02395 | Infusion Pump | Infusion Pumps (ECRI) | Baxter Healthcare Corp (ECRI) | 3570009 | Spectrum IQ | Baxter Healthcare Corp (ECRI) | 3618037 | Active | NDH
ND02396 | Infusion Pump, Enteral Feeding | Infusion Pumps, Enteral Feeding (ECRI) | Covidien Inc (ECRI) | Kangaroo ePUMP | Kangaroo ePUMP | Covidien Inc (ECRI) | C1362253 | Active | NDH
ND02397 | Infusion Pump | Infusion Pumps (ECRI) | Baxter Healthcare Corp (ECRI) | 3570009 | Spectrum IQ | Baxter Healthcare Corp (ECRI) | 3620329 | Active | NDH
ND02398 | Doppler, Ultrasonic | Detectors, Fetal Heart, Ultrasonic (ECRI) | Newman Medical (ECRI) | 701 | DigiDop 701 | Newman Medical (ECRI) | D7004928 | Active | NDH
ND02399 | Laryngoscope, Rigid, Video | Laryngoscopes, Rigid, Video (ECRI) | Verathon Inc (ECRI) | 0270-1112-FHD | GlideScope Core 15 | Verathon Inc (ECRI) | CQ241009 | Active | NDH
ND02400 | Infusion Pump | Infusion Pumps (ECRI) | Baxter Healthcare Corp (ECRI) | 3570009 | Spectrum IQ | Baxter Healthcare Corp (ECRI) | 3637368 | Active | NDH
ND02401 | Waste Management System | Waste-Disposal Units, Liquid (ECRI) | Stryker Instruments (ECRI) | 0711-001-000 | Neptune S Rover | Stryker Instruments (ECRI) | 2403600613 | Active | NDH
ND02402 | Regulator, Suction | Regulators, Suction (ECRI) | Ohio Medical Corp (ECRI) | PC3SA | PC3SA | Ohio Medical Corp (ECRI) | P3AD00787 | Active | NDH
ND02403 | Regulator, Suction | Regulators, Suction (ECRI) | Ohio Medical Corp (ECRI) | PC3SA | PC3SA | Ohio Medical Corp (ECRI) | P3AD00793 | Active | NDH
ND02404 | Regulator, Suction | Regulators, Suction (ECRI) | Ohio Medical Corp (ECRI) | PC3SA | PC3SA | Ohio Medical Corp (ECRI) | P3AD00825 | Active | NDH
ND02405 | Regulator, Suction | Regulators, Suction (ECRI) | Ohio Medical Corp (ECRI) | PC3SA | PC3SA | Ohio Medical Corp (ECRI) | P3AD00795 | Active | NDH
ND02406 | Regulator, Suction | Regulators, Suction (ECRI) | Ohio Medical Corp (ECRI) | PC3SA | PC3SA | Ohio Medical Corp (ECRI) | P3AD00791 | Active | NDH
ND02407 | Regulator, Suction | Regulators, Suction (ECRI) | Ohio Medical Corp (ECRI) | PC3SA | PC3SA | Ohio Medical Corp (ECRI) | P3AD00792 | Active | NDH
ND02408 | Regulator, Suction | Regulators, Suction (ECRI) | Ohio Medical Corp (ECRI) | PC3SA | PC3SA | Ohio Medical Corp (ECRI) | P3AD00788 | Active | NDH
ND02409 | Regulator, Suction | Regulators, Suction (ECRI) | Ohio Medical Corp (ECRI) | PC3SA | PC3SA | Ohio Medical Corp (ECRI) | P3AD00794 | Active | NDH
ND02410 | Infusion Pump | Infusion Pumps (ECRI) | Baxter Healthcare Corp (ECRI) | 3570009 | Spectrum IQ | Baxter Healthcare Corp (ECRI) | 3619513 | Active | NDH
ND02411 | Infusion Pump | Infusion Pumps (ECRI) | Baxter Healthcare Corp (ECRI) | 3570009 | Spectrum IQ | Baxter Healthcare Corp (ECRI) | 3616416 | Active | NDH
ND02412 | Monitor, Patient | Monitors, Patient Transport (ECRI) | Philips Healthcare (ECRI) | MX100 (867030) | IntelliVue X3 | Philips Healthcare (ECRI) | DE7840C566 | Active | NDH
ND02413 | Module, Housing | Modules, Housings (ECRI) | Philips Healthcare (ECRI) | 867043 | IntelliVue Dock | Philips Healthcare (ECRI) | PL43218950 | Active | NDH
ND02414 | Monitor, Patient | Monitors, Patient Transport (ECRI) | Philips Healthcare (ECRI) | MX100 (867030) | IntelliVue X3 | Philips Healthcare (ECRI) | DE7840C58E | Active | NDH
ND02415 | Module, Housing | Modules, Housings (ECRI) | Philips Healthcare (ECRI) | 867043 | IntelliVue Dock | Philips Healthcare (ECRI) | PL43212088 | Active | NDH
ND02416 | Regulator, Suction | Regulators, Suction (ECRI) | Ohio Medical Corp (ECRI) | PISA | PISA | Ohio Medical Corp (ECRI) | PSAD15932 | Active | NDH
ND02417 | Regulator, Suction | Regulators, Suction (ECRI) | Ohio Medical Corp (ECRI) | PISA | PISA | Ohio Medical Corp (ECRI) | PSAD15771 | Active | NDH
ND02418 | Infusion Pump | Infusion Pumps (ECRI) | Baxter Healthcare Corp (ECRI) | 3570009 | Spectrum IQ | Baxter Healthcare Corp (ECRI) | 3619616 | Active | NDH
ND02419 | Regulator, Suction | Regulators, Suction (ECRI) | Ohio Medical Corp (ECRI) | PC3SA | PC3SA | Ohio Medical Corp (ECRI) | P3AD00790 | Active | NDH
ND02420 | Regulator, Suction | Regulators, Suction (ECRI) | Ohio Medical Corp (ECRI) | PC3SA | PC3SA | Ohio Medical Corp (ECRI) | P3AD00823 | Active | NDH
ND02421 | Regulator, Suction | Regulators, Suction (ECRI) | Ohio Medical Corp (ECRI) | PC3SA | PC3SA | Ohio Medical Corp (ECRI) | P3AD00789 | Active | NDH
ND02422 | Warming Unit, Blood/Solution | Warming Units, Blood/Solution (ECRI) | 3M Health Care (ECRI) | 245 | Ranger | Arizant Healthcare (ECRI) | 52429 | Active | NDH
ND02423 | Remote/Display Monitor | Monitors, Video (ECRI) | Hewlett-Packard Co (ECRI) | HP 527sa | HP 527sa | Hewlett-Packard Co (ECRI) | 3CM4271B8W | Active | NDH
ND02424 | Monitor, Vital Signs | Monitors, Vital Signs (ECRI) | Welch Allyn Inc (ECRI) | 65NTXX-B | Connex 6000 Series | Welch Allyn Inc (ECRI) | 100097588214 | Active | NDH
ND02425 | Hysteroscopic Morcellator | Morcellators (ECRI) | Covidien Inc (ECRI) | 7209808 | TruClear | Covidien Inc (ECRI) | YF3473 | Active | NDH
ND02426 | Regulator, Suction | Regulators, Suction (ECRI) | Ohio Medical Corp (ECRI) | PC3HA | PC3HA | Ohio Medical Corp (ECRI) | P3HD00089 | Active | NDH
ND02427 | Aspirator, Ultrasonic | Aspirators, Surgical, Ultrasonic (ECRI) | Misonix Inc (ECRI) | 100-10-0000 | Nexus | Misonix Inc (ECRI) | XA2697 | Active | NDH
ND02428 | Irrigation, Hysteroscopic | Irrigation/Distention Systems, Hysteroscopic (ECRI) | Covidien Inc (ECRI) | 72205000 | HysteroLux | Covidien Inc (ECRI) | 2403CE0025 | Active | NDH
ND02429 | Anesthesia Unit | Anesthesia Units (ECRI) | GE Datex-Ohmeda Inc (ECRI) | 1011-9050-000 | Aisys CS2 | GE Datex-Ohmeda Inc (ECRI) | APWD01687 | Active | NDH
ND02430 | Infusion Pump, Syringe | Infusion Pumps, Syringe (ECRI) | Smiths Medical (ECRI) | Medfusion 3500 | Medfusion 3500 | Smiths Medical (ECRI) | M-0209 | Active | NDH
ND02431 | Infusion Pump, Syringe | Infusion Pumps, Syringe (ECRI) | Smiths Medical (ECRI) | Medfusion 3500 | Medfusion 3500 | Smiths Medical (ECRI) | M-3295 | Active | NDH
ND02432 | Doppler, Fetal Heart | Detectors, Fetal Heart, Ultrasonic (ECRI) | Cooper Surgical Inc (ECRI) | 350R | LifeDop 350R | Cooper Surgical Inc (ECRI) | 2017100010 | Active | NDH
ND02433 | Cooling Unit, Infant | Cooling Units, Deceased Infant (ECRI) | Roftek Ltd (ECRI) | CC0104 | CuddleCot | Roftek Ltd (ECRI) | US041102 | Active | NDH
ND02434 | Sphygmomanometer | Sphygmomanometers (ECRI) | Welch Allyn Inc (ECRI) | Tycos | Tycos | Welch Allyn Inc (ECRI) | 200123100655 | Active | NDH
ND02435 | Flowmeter, Oxygen | Flowmeters, Oxygen (ECRI) | Amvex (ECRI) | T15UO | T15UO | Amvex (ECRI) | FMAO08871GO | Active | NDH
ND02436 | Flowmeter, Oxygen | Flowmeters, Oxygen (ECRI) | Amvex (ECRI) | T15UO | T15UO | Amvex (ECRI) | FMAO08872GO | Active | NDH
ND02437 | Intermittent Compression Unit | Compression Units (ECRI) | Covidien Inc (ECRI) | 29525 | Kendall SCD 700 | Covidien Inc (ECRI) | V1213929SX | Active | NDH
ND02438 | Air Blower | Patient Transfer Aids (ECRI) | Medline Industries Inc (ECRI) | MSC60090 | Comfort Glide | Medline Industries Inc (ECRI) | C890028674 | Active | NDH
ND02440 | Regulator, Suction | Regulators, Suction (ECRI) | Ohio Medical Corp (ECRI) | 1251 | 1251 | Ohio Medical Corp (ECRI) | Not Available | Active | NDH
ND02441 | Infusion Pump | Infusion Pumps (ECRI) | Baxter Healthcare Corp (ECRI) | 3570009 | Spectrum IQ | Baxter Healthcare Corp (ECRI) | 3619068 | Active | NDH
ND02442 | Sphygmomanometer | Sphygmomanometers (ECRI) | Welch Allyn Inc (ECRI) | Tycos | Tycos | Welch Allyn Inc (ECRI) | 190206150365 | Active | NDH
ND02443 | Air Blower | Patient Transfer Aids (ECRI) | Medline Industries Inc (ECRI) | MSC60090 | Comfort Glide | Medline Industries Inc (ECRI) | C890028745 | Active | NDH
ND02444 | Infusion Pump | Infusion Pumps (ECRI) | Baxter Healthcare Corp (ECRI) | 3570009 | Spectrum IQ | Baxter Healthcare Corp (ECRI) | 3616961 | Active | NDH
ND02446 | Telemetry Transmitter | Monitors, Telemetric, Physiologic (ECRI) | Philips Healthcare (ECRI) | MX40-1C4 (865350) | IntelliVue MX40 | Philips Healthcare (ECRI) | US03569199 | Active | NDH
ND02447 | Air Blower | Patient Transfer Aids (ECRI) | Medline Industries Inc (ECRI) | MSC60090 | COMFORT GLIDE | Medline Industries Inc (ECRI) | C890028707 | Active | NDH
ND02449 | Intermittent Compression Unit | Compression Units (ECRI) | Covidien Inc (ECRI) | 29525 | Kendall SCD 700 | Covidien Inc (ECRI) | V1213826SX | Active | NDH
ND02450 | Flowmeter, Oxygen | Flowmeters, Oxygen (ECRI) | Amvex (ECRI) | T15UO | T15UO | Amvex (ECRI) | FMAO27057GO | Active | NDH
ND02452 | Ventilator | Ventilators, Intensive Care (ECRI) | Philips Respironics Inc (ECRI) | V60 | V60 | Philips Respironics Inc (ECRI) | 100462827 | Active | NDH
ND02453 | Battery/Dock Charger | Battery/Dock Chargers (ECRI) | Welch Allyn Inc (ECRI) | 71110 | 71110 | Welch Allyn Inc (ECRI) | Not Available | Active | NDH
ND02454 | Aspirator, Surgical | Aspirators, Surgical (ECRI) | Allied Healthcare Inc (ECRI) | 402 | 402 | GOMCO SURGICAL | R8444 | Active | NDH
ND02455 | Aspirator, Surgical | Aspirators, Surgical (ECRI) | Allied Healthcare Inc (ECRI) | S330A | Schuco-Vac | Allied Healthcare Inc (ECRI) | SU20100167 | Active | NDH
ND02456 | Aspirator, Surgical | Aspirators, Surgical (ECRI) | Allied Healthcare Inc (ECRI) | S130A | Schuco-Vac | Allied Healthcare Inc (ECRI) | SU15F02316 | Active | NDH
ND02457 | Detector, Doppler | Detectors, Blood Flow, Ultrasonic (ECRI) | Parks Medical (ECRI) | 811-B | 811-B | Parks Medical (ECRI) | Not Available | Active | NDH
ND02458 | Module, Multiparameter | Modules, Multiparameter (ECRI) | Philips Healthcare (ECRI) | M3001A | M3001A | Philips Healthcare (ECRI) | DE71704955 | Active | NDH
ND02460 | Freezer, Laboratory | Freezers, Laboratory (ECRI) | Thermo Fisher Scientific(ECRI) | SLT-3LS-90D31 | Harris SLT Series | Thermo Fisher Scientific(ECRI) | CRYO102714WK | Active | NDH
ND02461 | Monitor, Patient | Monitors, Patient (ECRI) | Philips Healthcare (ECRI) | MP30 (M8002A) | IntelliVue MP30 | Philips Healthcare (ECRI) | DE54017982 | Active | NDH
ND02462 | Network Switch | Network Switches (ECRI) | Not Available | Not Available | Not Available | Not Available | FCW1912B3RW | Active | NDH
ND02463 | Patient Info Center iX | Monitors, Central Station (ECRI) | Philips Healthcare (ECRI) | 866424 | PIC iX | Philips Healthcare (ECRI) | US433I0110 | Active | NDH
ND02464 | Uninterruptible Power Supply | Power Systems, Uninterruptible (ECRI) | Tripp Lite (ECRI) | SM6284 | Smart Pro | Tripp Lite (ECRI) | Not Available | Active | NDH
ND02466 | Switch | Power Systems (ECRI) | Not Available | Not Available | Not Available | Not Available | SG41505750 | Active | NDH
ND02467 | Network Switch | Network Switches (ECRI) | Not Available | Not Available | Not Available | Not Available | Not Available | Active | NDH
ND02468 | Network Switch | Network Switches (ECRI) | Philips Healthcare (ECRI) | Not Available | Not Available | Philips Healthcare (ECRI) | Not Available | Active | NDH
ND02469 | Uninterruptible Power Supply | Power Systems, Uninterruptible (ECRI) | APC by Schneider (ECRI) | SMT1000RM2U | SMT1000RM2U | APC by Schneider (ECRI) | AS1524113705 | Active | NDH
ND02470 | Uninterruptible Power Supply | Power Systems, Uninterruptible (ECRI) | Tripp Lite (ECRI) | SM6284 | Smart Pro | Philips Healthcare (ECRI) | 2538BY0SM880800092 | Active | NDH
ND02471 | Oximeter, Pulse | Oximeters, Pulse (ECRI) | Masimo Corp (ECRI) | Rad-97 | Pulse Co-Oximeter | Masimo Corp (ECRI) | 3000167860 | Active | NDH
ND02472 | Module, Multiparameter | Modules, Multiparameter (ECRI) | Philips Healthcare (ECRI) | M3001A | M3001A | Philips Healthcare (ECRI) | DE9070BW4R | Active | NDH
ND02473 | Module, Multiparameter | Modules, Multiparameter (ECRI) | Philips Healthcare (ECRI) | M3001A | M3001A | Philips Healthcare (ECRI) | DE9070CCLT | Active | NDH
ND02474 | Module, Multiparameter | Modules, Multiparameter (ECRI) | Philips Healthcare (ECRI) | M3001A | M3001A | Philips Healthcare (ECRI) | DE71704061 | Active | NDH
ND02475 | Module, Multiparameter | Modules, Multiparameter (ECRI) | Philips Healthcare (ECRI) | M3001A | M3001A | Philips Healthcare (ECRI) | DE717O7434 | Active | NDH
ND02476 | Module, Multiparameter | Modules, Multiparameter (ECRI) | Philips Healthcare (ECRI) | M3001A | M3001A | Philips Healthcare (ECRI) | DE632F0815 | Active | NDH
ND02477 | Module, Multiparameter | Modules, Multiparameter (ECRI) | Philips Healthcare (ECRI) | M3001A | M3001A | Philips Healthcare (ECRI) | DE4680E295 | Active | NDH
ND02478 | Monitor, Patient | Monitors, Patient (ECRI) | Philips Healthcare (ECRI) | MP30 (M8002A) | IntelliVue MP30 | Philips Healthcare (ECRI) | DE50408567 | Active | NDH
ND02479 | Module, Carbon Dioxide | Modules, Carbon Dioxide (ECRI) | Philips Healthcare (ECRI) | M3015A | Microstream CO2 | Philips Healthcare (ECRI) | DE455C3177 | Active | NDH
ND02480 | Sphygmomanometer | Sphygmomanometers (ECRI) | Welch Allyn Inc (ECRI) | Tycos | Tycos | Welch Allyn Inc (ECRI) | 050720083430 | Active | NDH
ND02483 | Defibrillator Analyzer | Test, Equipment (ECRI) | Fluke Biomedical (ECRI) | Impulse 4000 | Impulse 4000 | Fluke Biomedical (ECRI) | 0572 | Active | NDH
ND02484 | Module, Housing | Modules, Housings (ECRI) | Philips Healthcare (ECRI) | 867043 | IntelliVue Dock | Philips Healthcare (ECRI) | PL43608791 | Active | NDH
ND02485 | Monitor, Patient | Monitors, Patient Transport (ECRI) | Philips Healthcare (ECRI) | MX100 (867030) | IntelliVue X3 | Philips Healthcare (ECRI) | DE7840AJMW | Active | NDH
ND02486 | Module, Housing | Modules, Housings (ECRI) | Philips Healthcare (ECRI) | 867043 | IntelliVue Dock | Philips Healthcare (ECRI) | PL43618202 | Active | NDH
ND02487 | Monitor, Patient | Monitors, Patient Transport (ECRI) | Philips Healthcare (ECRI) | MX100 (867030) | IntelliVue X3 | Philips Healthcare (ECRI) | DE7840AJ6P | Active | NDH
ND02488 | Module, Carbon Dioxide | Modules, Carbon Dioxide (ECRI) | Philips Healthcare (ECRI) | M3015A | Microstream CO2 | Philips Healthcare (ECRI) | DE69746499 | Active | NDH
ND02489 | Module, Multiparameter | Modules, Multiparameter (ECRI) | Philips Healthcare (ECRI) | 867036 | IntelliVue MMX | Philips Healthcare (ECRI) | DE785D3820 | Active | NDH
ND02490 | Module, Multiparameter | Modules, Multiparameter (ECRI) | Philips Healthcare (ECRI) | 867036 | IntelliVue MMX | Philips Healthcare (ECRI) | DE785D3840 | Active | NDH
ND02491 | Module, Multiparameter | Modules, Multiparameter (ECRI) | Philips Healthcare (ECRI) | 867036 | IntelliVue MMX | Philips Healthcare (ECRI) | DE785D3833 | Active | NDH
ND02492 | Module, Multiparameter | Modules, Multiparameter (ECRI) | Philips Healthcare (ECRI) | 867036 | IntelliVue MMX | Philips Healthcare (ECRI) | DE785D3906 | Active | NDH
ND02493 | Module, Multiparameter | Modules, Multiparameter (ECRI) | Philips Healthcare (ECRI) | M3001A | M3001A | Philips Healthcare (ECRI) | DE51275677 | Active | NDH
ND02494 | Module, Carbon Dioxide | Modules, Carbon Dioxide (ECRI) | Philips Healthcare (ECRI) | M3015A | Microstream CO2 | Philips Healthcare (ECRI) | DE69742859 | Active | NDH
ND02495 | Module, Carbon Dioxide | Modules, Carbon Dioxide (ECRI) | Philips Healthcare (ECRI) | M3015A | Microstream CO2 | Philips Healthcare (ECRI) | DE45595456 | Active | NDH
ND02496 | Electrosurgical Analyzer | Test, Equipment (ECRI) | Fluke Biomedical (ECRI) | RF303-RS | RF303-RS | Fluke Biomedical (ECRI) | 4379032 | Active | NDH
ND02497 | Monitor, Patient | Monitors, Patient (ECRI) | Philips Healthcare (ECRI) | MP30 (M8002A) | IntelliVue MP30 | Philips Healthcare (ECRI) | DE50408591 | Active | NDH
ND02498 | Monitor, Patient | Monitors, Patient (ECRI) | Philips Healthcare (ECRI) | MP50 (M8004A) | IntelliVue MP50 | Philips Healthcare (ECRI) | DE44016250 | Active | NDH
ND02499 | Module, Multiparameter | Modules, Multiparameter (ECRI) | Philips Healthcare (ECRI) | M3001A | M3001A | Philips Healthcare (ECRI) | DE717O4056 | Active | NDH
ND02500 | Manometer | Test, Equipment (ECRI) | Ashcroft Inc (ECRI) | 2089 | Digital Test Gauge | Ashcroft Inc (ECRI) | 22050410 | Active | NDH
ND02501 | Oxygen Analyzer | Oxygen Analyzers (ECRI) | Maxtec Inc (ECRI) | Maxo2ME | Maxo2ME | Maxtec Inc (ECRI) | GES5999010 | Active | NDH
ND02502 | Radiometer, Phototherapy | Radiometers, Phototherapy (ECRI) | Natus Medical Inc (ECRI) | 53870 | neoBLUE Radiometer | Natus Medical Inc (ECRI) | 15440 | Active | NDH
ND02503 | Infusion Pump | Infusion Pumps (ECRI) | Baxter Healthcare Corp (ECRI) | 3570009 | Spectrum IQ | Baxter Healthcare Corp (ECRI) | 3614352 | Active | NDH
ND02504 | Infusion Pump | Infusion Pumps (ECRI) | Baxter Healthcare Corp (ECRI) | 3570009 | Spectrum IQ | Baxter Healthcare Corp (ECRI) | 3638122 | Active | NDH
ND02505 | Network Switch | Network Switches (ECRI) | Philips Healthcare (ECRI) | Not Available | Not Available | Philips Healthcare (ECRI) | Not Available | Active | NDH
ND02506 | Network Switch | Network Switches (ECRI) | Cisco Systems Inc (ECRI) | 2960 | Catalyst | Cisco Systems Inc (ECRI) | FCW1916B0EY | Active | NDH
ND02507 | Network Switch | Network Switches (ECRI) | Philips Healthcare (ECRI) | Not Available | Not Available | Philips Healthcare (ECRI) | Not Available | Active | NDH
ND02508 | Uninterruptible Power Supply | Power Systems, Uninterruptible (ECRI) | APC by Schneider (ECRI) | SMT1500RM2UC | SMT1500RM2UC | APC by Schneider (ECRI) | 3S2314X15359 | Active | NDH
ND02509 | Network Switch | Network Switches (ECRI) | Cisco Systems Inc (ECRI) | 2960 | Catalyst | Cisco Systems Inc (ECRI) | FOC2133T6SK | Active | NDH
ND02510 | Intermittent Compression Unit | Compression Units (ECRI) | Covidien Inc (ECRI) | 29525 | Kendall SCD 700 | Covidien Inc (ECRI) | V1213817SX | Active | NDH
ND02511 | Infusion Pump | Infusion Pumps (ECRI) | Baxter Healthcare Corp (ECRI) | 3570009 | Spectrum IQ | Baxter Healthcare Corp (ECRI) | 3619792 | Active | NDH
ND02512 | Infusion Pump | Infusion Pumps (ECRI) | Baxter Healthcare Corp (ECRI) | 3570009 | Spectrum IQ | Baxter Healthcare Corp (ECRI) | 3617465 | Active | NDH
ND02513 | Intermittent Compression Unit | Compression Units (ECRI) | Covidien Inc (ECRI) | 29525 | Kendall SCD 700 | Covidien Inc (ECRI) | V1213778SX | Active | NDH
ND02514 | Intermittent Compression Unit | Compression Units (ECRI) | Covidien Inc (ECRI) | 29525 | Kendall SCD 700 | Covidien Inc (ECRI) | V1213871SX | Active | NDH
ND02515 | Intermittent Compression Unit | Compression Units (ECRI) | Covidien Inc (ECRI) | 29525 | Kendall SCD 700 | Covidien Inc (ECRI) | V1213777SX | Active | NDH
ND02517 | Intermittent Compression Unit | Compression Units (ECRI) | Covidien Inc (ECRI) | 29525 | Kendall SCD 700 | Covidien Inc (ECRI) | V1526989SX | Active | NDH
ND02518 | Intermittent Compression Unit | Compression Units (ECRI) | Covidien Inc (ECRI) | 29525 | Kendall SCD 700 | Covidien Inc (ECRI) | V1526969SX | Active | NDH
ND02519 | Flowmeter, Oxygen | Flowmeters, Oxygen (ECRI) | Amvex (ECRI) | T15UO | T15UO | Amvex (ECRI) | 8A000243 | Active | NDH
ND02520 | Flowmeter, Oxygen | Flowmeters, Oxygen (ECRI) | Amvex (ECRI) | T15UO | T15UO | Amvex (ECRI) | 8A000240 | Active | NDH
ND02521 | Regulator, Suction | Regulators, Suction (ECRI) | Ohio Medical Corp (ECRI) | PISA | PISA | Ohio Medical Corp (ECRI) | PSAZ03189 | Active | NDH
ND02522 | Intermittent Compression Unit | Compression Units (ECRI) | Covidien Inc (ECRI) | 29525 | Kendall SCD 700 | Covidien Inc (ECRI) | V1213853SX | Active | NDH
ND02523 | Intermittent Compression Unit | Compression Units (ECRI) | Covidien Inc (ECRI) | 29525 | Kendall SCD 700 | Covidien Inc (ECRI) | V1219820SX | Active | NDH
ND02524 | Infusion Pump | Infusion Pumps (ECRI) | Baxter Healthcare Corp (ECRI) | 3570009 | Spectrum IQ | Baxter Healthcare Corp (ECRI) | 3613131 | Active | NDH
ND02525 | Thermometer, Electronic | Thermometers, Electronic (ECRI) | Welch Allyn Inc (ECRI) | 690 | SureTemp Plus | Welch Allyn Inc (ECRI) | 23010965 | Active | NDH
ND02526 | Freezer | Freezers (ECRI) | MAGIC CHEF | HMCF5W2 | HMCF5W2 | MAGIC CHEF | 1807002097 | Active | NDH
ND02527 | Regulator, Suction | Regulators, Suction (ECRI) | Ohio Medical Corp (ECRI) | 1251 | 1251 | Ohio Medical Corp (ECRI) | JGGU22277 | Active | NDH
ND02528 | Flowmeter, Medical Air | Flowmeters, Medical Air (ECRI) | Amvex (ECRI) | T15UA | T15UA | Amvex (ECRI) | FMAA08335CO | Active | NDH
ND02529 | Flowmeter, Oxygen | Flowmeters, Oxygen (ECRI) | Amvex (ECRI) | T15UO | T15UO | Amvex (ECRI) | FMAO18566LN | Active | NDH
ND02530 | Flowmeter, Oxygen | Flowmeters, Oxygen (ECRI) | Amvex (ECRI) | T15UO | T15UO | Amvex (ECRI) | FMA018549LN | Active | NDH
ND02531 | Infusion Pump | Infusion Pumps (ECRI) | Baxter Healthcare Corp (ECRI) | 3570009 | Spectrum IQ | Baxter Healthcare Corp (ECRI) | 3620008 | Active | NDH
ND02532 | Flowmeter, Medical Air | Flowmeters, Medical Air (ECRI) | Precision Medical Inc (ECRI) | Not Available | Not Available | Precision Medical Inc (ECRI) | FMAA10943KO | Active | NDH
ND02534 | Flowmeter O2 | Flowmeters, Oxygen (ECRI) | Precision Medical Inc (ECRI) | 8MFA | 8MFA | Precision Medical Inc (ECRI) | Not Available | Active | NDH
ND02535 | Flowmeter, Oxygen | Flowmeters, Oxygen (ECRI) | Amvex (ECRI) | T15UO | T15UO | Amvex (ECRI) | FMA018554LN | Active | NDH
ND02536 | Intermittent Compression Unit | Compression Units (ECRI) | Covidien Inc (ECRI) | 29525 | Kendall SCD 700 | Covidien Inc (ECRI) | V1526886SX | Active | NDH
ND02537 | Scale, Floor | Scales, Floor (ECRI) | AmCells Corp (ECRI) | WWS-750 | WWS-750 | AmCells Corp (ECRI) | A02923 | Active | NDH
ND02538 | Infusion Pump | Infusion Pumps (ECRI) | Baxter Healthcare Corp (ECRI) | 3570009 | Spectrum IQ | Baxter Healthcare Corp (ECRI) | 3616144 | Active | NDH
ND02539 | Infusion Pump | Infusion Pumps (ECRI) | Baxter Healthcare Corp (ECRI) | 3570009 | Spectrum IQ | Baxter Healthcare Corp (ECRI) | 3612265 | Active | NDH
ND02540 | Module, Electrocardiographs | Modules, Electrocardiographs (ECRI) | GE Healthcare (ECRI) | CAM HD | CAM HD | GE Healthcare (ECRI) | RNC15457484PA | Active | NDH
ND02541 | Telemetry Transmitter | Monitors, Telemetric, Physiologic (ECRI) | Philips Healthcare (ECRI) | MX40-1C4 (865350) | IntelliVue MX40 | Philips Healthcare (ECRI) | US09689148 | Active | NDH
ND02542 | Flowmeter O2 | Flowmeters, Oxygen (ECRI) | Precision Medical Inc (ECRI) | 8MFA | 8MFA | Precision Medical Inc (ECRI) | NOT AVAILABLE | Active | NDH
ND02543 | Flowmeter O2 | Flowmeters, Oxygen (ECRI) | Precision Medical Inc (ECRI) | 8MFA | 8MFA | Precision Medical Inc (ECRI) | NOT AVAILABLE | Active | NDH
ND02544 | Flowmeter, Oxygen | Flowmeters, Oxygen (ECRI) | Amvex (ECRI) | T15UO | T15UO | Amvex (ECRI) | NOT AVAILABLE | Active | NDH
ND02545 | Telemetry Transmitter | Monitors, Telemetric, Physiologic (ECRI) | Philips Healthcare (ECRI) | MX40-1C4 (865350) | IntelliVue MX40 | Philips Healthcare (ECRI) | US156K4509 | Active | NDH
ND02546 | Test, Equipment | Test, Equipment (ECRI) | Gaymar Industries Inc (ECRI) | TPT-9 | TPT-9 | Gaymar Industries Inc (ECRI) | Not Available | Active | NDH
ND02547 | Telemetry Transmitter | Monitors, Telemetric, Physiologic (ECRI) | Philips Healthcare (ECRI) | MX40-1C4 (865350) | IntelliVue MX40 | Philips Healthcare (ECRI) | US156K2667 | Active | NDH
ND02548 | Module, Electrocardiographs | Modules, Electrocardiographs (ECRI) | GE Healthcare (ECRI) | CAM-14 | CAM-14 | GE Healthcare (ECRI) | RNC12063070PA | Active | NDH
ND02549 | Analyzer, Urine | Analyzers, Laboratory, Urine (ECRI) | Siemens Healthcare (ECRI) | CLINITEK Novus | CLINITEK Novus | Siemens Healthcare (ECRI) | S003806 | Active | NDH
ND02550 | Microscope, Laboratory | Microscopes, Laboratory (ECRI) | Olympus America Inc (ECRI) | BX40F | BX40F | Olympus America Inc (ECRI) | 4A00754 | Active | NDH
ND02558 | Scanners, Bar-Code (ECRI) | Scanners, Bar-Code (ECRI) | Welch Allyn Inc (ECRI) | Not Available | Not Available | Welch Allyn Inc (ECRI) | Not Available | Active | NDH
ND02559 | PCEA Infusion Pump | Infusion Pumps, Analgesic, Patient-Controlled (ECRI) | QCore Medical (ECRI) | 15032-000-0027 | Sapphire | QCore Medical (ECRI) | 30026-8666 | Active | NDH
ND02561 | Module, Multiparameter | Modules, Multiparameter (ECRI) | Philips Healthcare (ECRI) | M3001A | M3001A | Philips Healthcare (ECRI) | DE71707459 | Active | NDH
ND02562 | Scanner, Patient Wrist Band | Scanners, Bar-Code (ECRI) | Welch Allyn Inc (ECRI) | 7000-916HS | 7000-916HS | Welch Allyn Inc (ECRI) | Not Available | Active | NDH
ND02563 | Infusion Pump | Infusion Pumps (ECRI) | Baxter Healthcare Corp (ECRI) | 3570009 | Spectrum IQ | Baxter Healthcare Corp (ECRI) | 3609212 | Active | NDH
ND02564 | Battery/Dock Chargers | Battery/Dock Chargers (ECRI) | Welch Allyn Inc (ECRI) | 7114x | Universal Charger | Welch Allyn Inc (ECRI) | Not Available | Active | NDH
ND02566 | Flowmeter O2 | Flowmeters, Oxygen (ECRI) | Precision Medical Inc (ECRI) | 8MFA | 8MFA | Precision Medical Inc (ECRI) | FMA027079G0 | Active | NDH
ND02567 | Infusion Pump | Infusion Pumps (ECRI) | Baxter Healthcare Corp (ECRI) | 3570009 | Spectrum IQ | Baxter Healthcare Corp (ECRI) | 3617329 | Active | NDH
ND02568 | Regulator, Suction | Regulators, Suction (ECRI) | Ohio Medical Corp (ECRI) | PC3SA | PC3SA | Ohio Medical Corp (ECRI) | P3AD00788 | Active | NDH
ND02569 | Thermometer, Electronic | Thermometers, Electronic (ECRI) | Welch Allyn Inc (ECRI) | 690 | SureTemp Plus | Welch Allyn Inc (ECRI) | 23162675 | Active | NDH
ND02570 | Thermometer | Thermometers, Electronic, Infrared (ECRI) | Shenzhen Dongdixin Ltd (ECRI) | FC-IR202 | FC-IR202 | Shenzhen Dongdixin Ltd (ECRI) | NOT AVAILABLE | Active | NDH
ND02571 | Sphygmomanometer | Sphygmomanometers (ECRI) | Welch Allyn Inc (ECRI) | Tycos | Tycos | Welch Allyn Inc (ECRI) | 161010134015 | Active | NDH
ND02572 | Thermometer | Thermometers, Electronic, Infrared (ECRI) | Not Available | Not Available | Not Available | Not Available | Not Available | Active | NDH
ND02573 | Regulator, Suction | Regulators, Suction (ECRI) | Ohio Medical Corp (ECRI) | 1251 | 1251 | Ohio Medical Corp (ECRI) | JGGU22296 | Active | NDH
ND02574 | Infusion Pump | Infusion Pumps (ECRI) | Baxter Healthcare Corp (ECRI) | 3570009 | Spectrum IQ | Baxter Healthcare Corp (ECRI) | 3619254 | Active | NDH
ND02576 | Probe, Bladder Scan | Probes, Bladder Scan (ECRI) | Verathon Inc (ECRI) | 0570-0188 | 0570-0188 | Verathon Inc (ECRI) | PA016533 | Active | NDH
ND02577 | Infusion Pump | Infusion Pumps (ECRI) | Baxter Healthcare Corp (ECRI) | 3570009 | Spectrum IQ | Baxter Healthcare Corp (ECRI) | 3608850 | Active | NDH
ND02578 | Module, Electrocardiographs | Modules, Electrocardiographs (ECRI) | GE Healthcare (ECRI) | CAM-14 | CAM-14 | GE Healthcare (ECRI) | SK919470179PA | Active | NDH
ND02579 | Pump | Pumps (ECRI) | HoverTech International (ECRI) | HT-AIR 1200 | HT-AIR 1200 | HoverTech International (ECRI) | SN2G091532 | Active | NDH
ND02580 | Scanners, Bar-Code | Scanners, Bar-Code (ECRI) | Welch Allyn Inc (ECRI) | Not Available | Not Available | Welch Allyn Inc (ECRI) | Not Available | Active | NDH
ND02581 | Telemetry Transmitter | Monitors, Telemetric, Physiologic (ECRI) | Philips Healthcare (ECRI) | MX40-1C4 (865350) | IntelliVue MX40 | Philips Healthcare (ECRI) | US03569198 | Active | NDH
ND02582 | Telemetry Transmitter | Monitors, Telemetric, Physiologic (ECRI) | Philips Healthcare (ECRI) | MX40-1C4 (865350) | IntelliVue MX40 | Philips Healthcare (ECRI) | US096C5572 | Active | NDH
ND02583 | Telemetry Transmitter | Monitors, Telemetric, Physiologic (ECRI) | Philips Healthcare (ECRI) | MX40-1C4 (865350) | IntelliVue MX40 | Philips Healthcare (ECRI) | US03569197 | Active | NDH
ND02584 | Scanners, Bar-Code | Scanners, Bar-Code (ECRI) | Welch Allyn Inc (ECRI) | Not Available | Not Available | Welch Allyn Inc (ECRI) | Not Available | Active | NDH
ND02585 | Package Sealer | Package Sealers (ECRI) | Rennco Inc (ECRI) | LS18D-115 | LS18D-115 | Rennco Inc (ECRI) | 617-181-8180 | Active | NDH
ND02586 | Heat Sealer | Package Sealers (ECRI) | Rennco Inc (ECRI) | LS18D-115 | 18 LS | Rennco Inc (ECRI) | 716-181-7826 | Active | NDH
ND02588 | Analyzer, Respiratory Function | Analyzers, Physiologic, Respiratory Function Mechanics (ECRI) | Morgan Scientific Inc (ECRI) | SpiroAir PFT System | SpiroAir PFT System | Morgan Scientific Inc (ECRI) | 120719-03-978 | Active | NDH
ND02589 | Thermometer, Electronic | Thermometers, Electronic (ECRI) | Welch Allyn Inc (ECRI) | 690 | SureTemp Plus | Welch Allyn Inc (ECRI) | 16371182 | Active | NDH
ND02590 | Disinfector | Disinfectors, Liquid Germicide, Flexible Endoscope (ECRI) | Advanced Sterilization (ECRI) | 50004 | EVOTECH | Advanced Sterilization (ECRI) | 5050230159 | Active | NDH
ND02591 | Phototherapy Unit | Phototherapy Units, Hyperbilirubinemia (ECRI) | Natus Medical Inc (ECRI) | neoBLUE Blanket | neoBLUE Blanket LED | Natus Medical Inc (ECRI) | 12701 | Active | NDH
ND02592 | Intermittent Compression Unit | Compression Units (ECRI) | Covidien Inc (ECRI) | 29525 | Kendall SCD 700 | Covidien Inc (ECRI) | V1219670SX | Active | NDH
ND02593 | Bath, Paraffin | Baths, Paraffin, Physical Therapy (ECRI) | WR Medical Electronics (ECRI) | TB6 | Therabath TB6 | WR Medical Electronics (ECRI) | 0524 | Active | NDH
ND02594 | RF Controller | Radiofrequency Therapy Systems, Tissue Ablation, Endometrial (ECRI) | Hologic Inc (ECRI) | RFC2010-115 | Novasure Model 10 | Hologic Inc (ECRI) | 34537124D0 | Active | NDH
ND02595 | Scale, Floor | Scales, Floor (ECRI) | Welch Allyn Inc (ECRI) | 5002-XX | Stand-On Scale | Welch Allyn Inc (ECRI) | 107226242023 | Active | NDH
ND02596 | Thermometer, Electronic | Thermometers, Electronic (ECRI) | Welch Allyn Inc (ECRI) | 690 | SureTemp Plus | Welch Allyn Inc (ECRI) | 23341387 | Active | NDH
ND02597 | GS Integrated Wall System | Ophthalmoscope/Otoscopes (ECRI) | Welch Allyn Inc (ECRI) | 901093 | Green Series 777 | Welch Allyn Inc (ECRI) | N/A | Active | NDH
ND02598 | Thermometer, Electronic | Thermometers, Electronic (ECRI) | Welch Allyn Inc (ECRI) | 690 | SureTemp Plus | Welch Allyn Inc (ECRI) | 23341398 | Active | NDH
ND02599 | GS Integrated Wall System | Ophthalmoscope/Otoscopes (ECRI) | Welch Allyn Inc (ECRI) | 901093 | Green Series 777 | Welch Allyn Inc (ECRI) | N/A | Active | NDH
ND02600 | Pump, Circulating Fluid | Pumps, Circulating Fluid (ECRI) | Stryker Medical (ECRI) | TP-700 | T/PUMP | Stryker Medical (ECRI) | J21F01 | Active | NDH
ND02601 | Oxygen Blender | Oxygen Air Proportioners (ECRI) | Precision Medical Inc (ECRI) | PM5300 | PM5300 | Precision Medical Inc (ECRI) | BL025515 | Active | NDH
ND02602 | Regulator, Suction | Regulators, Suction (ECRI) | Ohio Medical Corp (ECRI) | 1247 | 1247 | Ohio Medical Corp (ECRI) | BDKU00833 | Active | NDH
ND02603 | Warming Unit, Blood/Solution | Warming Units, Blood/Solution (ECRI) | 3M Health Care (ECRI) | 245 | Ranger | 3M Health Care (ECRI) | 104681 | Active | NDH
ND02604 | Warming Unit, Blood/Solution | Warming Units, Blood/Solution (ECRI) | 3M Health Care (ECRI) | 245 | Ranger | 3M Health Care (ECRI) | 104629 | Active | NDH
ND02605 | Pump, Circulating Fluid | Pumps, Circulating Fluid (ECRI) | Stryker Medical (ECRI) | TP-700 | T/PUMP | Stryker Medical (ECRI) | I21B14 | Active | NDH
ND02606 | Stimulator, Nerve | Stimulators, Electrical, Peripheral Nerve (ECRI) | B Braun Medical Inc (ECRI) | HNS 12 | Stimuplex | B Braun Medical Inc (ECRI) | 15/0295 | Active | NDH
ND02607 | Chair, Examination, Podiatry | Chairs, Examination/Treatment, Podiatry (ECRI) | Midmark Corp (ECRI) | 647-002 | 647-002 | Midmark Corp (ECRI) | V1538290 | Active | NDH
ND02608 | Sterilizing Unit w/ ALLClear | Sterilizing Units, Germicidal Gas, Gaseous Plasma (ECRI) | Advanced Sterilization (ECRI) | 10104-007 | STERRAD 100NX | Advanced Sterilization (ECRI) | 5047241360 | Active | NDH
ND02609 | Cooling Unit, Infant | Cooling Units, Deceased Infant (ECRI) | Roftek Ltd (ECRI) | CC0104 | CuddleCot | Chattanoga, DJO LLC (ECRI) | US020024 | Active | NDH
ND02610 | Refrigerator | Refrigerators (ECRI) | Summit Appliance (ECRI) | S-19R | S-19R | Summit Appliance (ECRI) | SU12224W511290385 | Active | NDH
ND02611 | Intermittent Compression Unit | Compression Units (ECRI) | Covidien Inc (ECRI) | 29525 | Kendall SCD 700 | Covidien Inc (ECRI) | V1213754SX | Active | NDH
ND02612 | Infusion Pump | Infusion Pumps (ECRI) | Baxter Healthcare Corp (ECRI) | 3570009 | Spectrum IQ | Baxter Healthcare Corp (ECRI) | 3628616 | Active | NDH
ND02613 | Infusion Pump | Infusion Pumps (ECRI) | Baxter Healthcare Corp (ECRI) | 3570009 | Spectrum IQ | Baxter Healthcare Corp (ECRI) | 3608191 | Active | NDH
ND02614 | Infusion Pump | Infusion Pumps (ECRI) | Baxter Healthcare Corp (ECRI) | 3570009 | Spectrum IQ | Baxter Healthcare Corp (ECRI) | 3628961 | Active | NDH
ND02615 | Infusion Pump | Infusion Pumps (ECRI) | Baxter Healthcare Corp (ECRI) | 3570009 | Spectrum IQ | Baxter Healthcare Corp (ECRI) | 3617941 | Active | NDH
ND02616 | Infusion Pump | Infusion Pumps (ECRI) | Baxter Healthcare Corp (ECRI) | 3570009 | Spectrum IQ | Baxter Healthcare Corp (ECRI) | 3616558 | Active | NDH
ND02617 | Doppler, Ultrasonic | Detectors, Fetal Heart, Ultrasonic (ECRI) | Newman Medical (ECRI) | 701 | DigiDop 701 | Newman Medical (ECRI) | D7005151 | Active | NDH
ND02618 | Doppler, Ultrasonic | Detectors, Fetal Heart, Ultrasonic (ECRI) | Newman Medical (ECRI) | 701 | DigiDop 701 | Newman Medical (ECRI) | D7005153 | Active | NDH
ND02619 | Intermittent Compression Unit | Compression Units (ECRI) | Covidien Inc (ECRI) | 29525 | Kendall SCD 700 | KENDALL-MCGAW LABORATORIES REF | V1219818SX | Active | NDH
ND02620 | Intermittent Compression Unit | Compression Units (ECRI) | Covidien Inc (ECRI) | 29525 | Kendall SCD 700 | Covidien Inc (ECRI) | V1526802SX | Active | NDH
ND02621 | Monitor, Vital Signs | Monitors, Vital Signs (ECRI) | Welch Allyn Inc (ECRI) | 68NXTX | Connex 6000 Series | Welch Allyn Inc (ECRI) | 100080984624 | Active | NDH
ND02622 | Monitor, Vital Signs | Monitors, Vital Signs (ECRI) | Welch Allyn Inc (ECRI) | 68NXTX | Connex 6000 Series | Welch Allyn Inc (ECRI) | 100081164624 | Active | NDH
ND02623 | Pump, Breast | Pumps, Breast (ECRI) | Medela LLC (ECRI) | 600.0837 | Symphony | Medela LLC (ECRI) | 1258071 | Active | NDH
ND02624 | Pump, Breast | Pumps, Breast (ECRI) | Medela LLC (ECRI) | 600.0837 | Symphony | Medela LLC (ECRI) | 1988436 | Active | NDH
ND02625 | Pump, Breast | Pumps, Breast (ECRI) | Medela LLC (ECRI) | 600.0837 | Symphony | Medela LLC (ECRI) | 2C24896 | Active | NDH
ND02626 | Pump, Breast | Pumps, Breast (ECRI) | Medela LLC (ECRI) | 600.0837 | Symphony | Medela LLC (ECRI) | 1948618 | Active | NDH
ND02627 | Pump, Breast | Pumps, Breast (ECRI) | Medela LLC (ECRI) | 600.0837 | Symphony | Medela LLC (ECRI) | 1988424 | Active | NDH
ND02628 | Pump, Breast | Pumps, Breast (ECRI) | Medela LLC (ECRI) | 600.0837 | Symphony | Medela LLC (ECRI) | 1988446 | Active | NDH
ND02629 | Pump, Breast | Pumps, Breast (ECRI) | Medela LLC (ECRI) | 600.0837 | Symphony | Medela LLC (ECRI) | 1584484 | Active | NDH
ND02630 | Instrument Driver | Handpieces, Surgical (ECRI) | Stryker Instruments (ECRI) | 5400-052-000 | CORE 2 Console | Stryker Instruments (ECRI) | 2410100039 | Active | NDH
ND02631 | Instrument Driver | Handpieces, Surgical (ECRI) | Stryker Instruments (ECRI) | 5400-052-000 | CORE 2 Console | Stryker Instruments (ECRI) | 2409400679 | Active | NDH
ND02632 | Instrument Driver | Handpieces, Surgical (ECRI) | Stryker Instruments (ECRI) | 5400-052-000 | CORE 2 Console | Stryker Instruments (ECRI) | 2410100399 | Active | NDH
ND02633 | Infusion Pump | Infusion Pumps (ECRI) | Baxter Healthcare Corp (ECRI) | 3570009 | Spectrum IQ | Baxter Healthcare Corp (ECRI) | 3619050 | Active | NDH
ND02634 | Infusion Pump | Infusion Pumps (ECRI) | Baxter Healthcare Corp (ECRI) | 3570009 | Spectrum IQ | Baxter Healthcare Corp (ECRI) | 3599697 | Active | NDH
ND02635 | Infusion Pump | Infusion Pumps (ECRI) | Baxter Healthcare Corp (ECRI) | 3570009 | Spectrum IQ | Baxter Healthcare Corp (ECRI) | 3618426 | Active | NDH
ND02636 | Radiofrequency Generator | Radiofrequency Generators (ECRI) | Stryker Instruments (ECRI) | 8400-000-000 | MultiGen 2 | Stryker Instruments (ECRI) | 1900820319 | Active | NDH
ND02637 | Scanning System, Bladder | Scanning Systems, Bladder (ECRI) | Verathon Inc (ECRI) | i10 (0570-0412) | BladderScan i10 | Verathon Inc (ECRI) | CT250567 | Active | NDH
ND02638 | Scanning System, Bladder | Scanning Systems, Bladder (ECRI) | Verathon Inc (ECRI) | i10 (0570-0412) | BladderScan i10 | Verathon Inc (ECRI) | CT250309 | Active | NDH
ND02639 | Doppler, Ultrasonic | Detectors, Fetal Heart, Ultrasonic (ECRI) | Newman Medical (ECRI) | 301 | DigiDop 301 | Newman Medical (ECRI) | D7005240 | Active | NDH
ND02640 | MR Injector Remote | Workstations, PC (ECRI) | Bayer Healthcare (ECRI) | 88203712 | MR Injector Remote | Bayer Healthcare (ECRI) | W3MT35000301 | Active | NDH
ND02641 | Telemetry Transmitter | Monitors, Telemetric, Physiologic (ECRI) | Philips Healthcare (ECRI) | MX40-1C4 (865350) | IntelliVue MX40 | Philips Healthcare (ECRI) | US09689151 | Active | NDH
ND02642 | 32 inch Monitor | Monitors, Video (ECRI) | Sceptre Inc | X322BV-SRD8F3TU53LA | X322BV-SRD | Sceptre Inc | P24E322BDF8101 | Active | NDH
ND02643 | Anesthesia Unit Vaporizer | Anesthesia Unit Vaporizers (ECRI) | GE Datex-Ohmeda Inc (ECRI) | TEC 7 | TEC 7 | GE Datex-Ohmeda Inc (ECRI) | BEJN00483 | Active | NDH
ND02644 | Monitor, Patient | Monitors, Patient (ECRI) | Philips Healthcare (ECRI) | MX750 (866471) | IntelliVue MX750 | Philips Healthcare (ECRI) | DE77677943 | Active | NDH
ND02645 | Monitor, Patient | Monitors, Patient (ECRI) | Philips Healthcare (ECRI) | MX550 (866066) | IntelliVue MX550 | Philips Healthcare (ECRI) | DE770ECNJ | Active | NDH
ND02646 | Monitor, Patient | Monitors, Patient (ECRI) | Philips Healthcare (ECRI) | MX550 (866066) | IntelliVue MX550 | Philips Healthcare (ECRI) | DE7770ECPC | Active | NDH
ND02647 | Monitor, Patient | Monitors, Patient (ECRI) | Philips Healthcare (ECRI) | MX450 (866062) | IntelliVue MX450 | Philips Healthcare (ECRI) | DE7770ECPH | Active | NDH
ND02648 | Monitor, Patient | Monitors, Patient (ECRI) | Philips Healthcare (ECRI) | MX450 (866062) | IntelliVue MX450 | Philips Healthcare (ECRI) | DE7770ECPM | Active | NDH
ND02649 | Monitor, Patient | Monitors, Patient (ECRI) | Philips Healthcare (ECRI) | MX450 (866062) | IntelliVue MX450 | Philips Healthcare (ECRI) | DE7770ECPF | Active | NDH
ND02650 | Monitor, Patient | Monitors, Patient (ECRI) | Philips Healthcare (ECRI) | MX450 (866062) | IntelliVue MX450 | Philips Healthcare (ECRI) | DE7770ECNK | Active | NDH
ND02651 | Monitor, Patient | Monitors, Patient (ECRI) | Philips Healthcare (ECRI) | MX450 (866062) | IntelliVue MX450 | Philips Healthcare (ECRI) | DE7770ECPL | Active | NDH
ND02652 | Monitor, Patient | Monitors, Patient (ECRI) | Philips Healthcare (ECRI) | MX450 (866062) | IntelliVue MX450 | Philips Healthcare (ECRI) | DE7770ECP3 | Active | NDH
ND02653 | Monitor, Patient | Monitors, Patient (ECRI) | Philips Healthcare (ECRI) | MX450 (866062) | IntelliVue MX450 | Philips Healthcare (ECRI) | DE7770ECP1 | Active | NDH
ND02654 | Monitor, Patient | Monitors, Patient (ECRI) | Philips Healthcare (ECRI) | MX450 (866062) | IntelliVue MX450 | Philips Healthcare (ECRI) | DE7770ECNV | Active | NDH
ND02655 | Monitor, Patient | Monitors, Patient (ECRI) | Philips Healthcare (ECRI) | MX450 (866062) | IntelliVue MX450 | Philips Healthcare (ECRI) | DE7770ECNW | Active | NDH
ND02656 | Monitor, Patient | Monitors, Patient Transport (ECRI) | Philips Healthcare (ECRI) | MX100 (867030) | IntelliVue X3 | Philips Healthcare (ECRI) | DE8090DAJY | Active | NDH
ND02657 | Monitor, Patient | Monitors, Patient (ECRI) | Philips Healthcare (ECRI) | MX450 (866062) | IntelliVue MX450 | Philips Healthcare (ECRI) | DE7770ECP0 | Active | NDH
ND02658 | Monitor, Patient | Monitors, Patient (ECRI) | Philips Healthcare (ECRI) | MX450 (866062) | IntelliVue MX450 | Philips Healthcare (ECRI) | DE7770ECNZ | Active | NDH
ND02659 | Monitor, Patient | Monitors, Patient (ECRI) | Philips Healthcare (ECRI) | MX450 (866062) | IntelliVue MX450 | Philips Healthcare (ECRI) | DE7770ECNY | Active | NDH
ND02660 | Monitor, Patient | Monitors, Patient (ECRI) | Philips Healthcare (ECRI) | MX450 (866062) | IntelliVue MX450 | Philips Healthcare (ECRI) | DE7770ECNG | Active | NDH
ND02661 | Monitor, Patient | Monitors, Patient (ECRI) | Philips Healthcare (ECRI) | MX450 (866062) | IntelliVue MX450 | Philips Healthcare (ECRI) | DE7770ECP2 | Active | NDH
ND02662 | Monitor, Patient | Monitors, Patient (ECRI) | Philips Healthcare (ECRI) | MX450 (866062) | IntelliVue MX450 | Philips Healthcare (ECRI) | DE7770ECPG | Active | NDH
ND02663 | Monitor, Patient | Monitors, Patient (ECRI) | Philips Healthcare (ECRI) | MX450 (866062) | IntelliVue MX450 | Philips Healthcare (ECRI) | DE7770ECPJ | Active | NDH
ND02664 | Monitor, Patient | Monitors, Patient (ECRI) | Philips Healthcare (ECRI) | MX450 (866062) | IntelliVue MX450 | Philips Healthcare (ECRI) | DE7770ECPK | Active | NDH
ND02665 | Monitor, Patient | Monitors, Patient (ECRI) | Philips Healthcare (ECRI) | MX450 (866062) | IntelliVue MX450 | Philips Healthcare (ECRI) | DE7770ECPE | Active | NDH
ND02666 | Monitor, Patient | Monitors, Patient (ECRI) | Philips Healthcare (ECRI) | MX450 (866062) | IntelliVue MX450 | Philips Healthcare (ECRI) | DE7770ECPD | Active | NDH
ND02667 | Monitor, Patient | Monitors, Patient (ECRI) | Philips Healthcare (ECRI) | MX550 (866066) | IntelliVue MX550 | Philips Healthcare (ECRI) | DE7770ECP5 | Active | NDH
ND02668 | Monitor, Patient | Monitors, Patient (ECRI) | Philips Healthcare (ECRI) | MX550 (866066) | IntelliVue MX550 | Philips Healthcare (ECRI) | DE7770ECP6 | Active | NDH
ND02669 | Monitor, Patient | Monitors, Patient (ECRI) | Philips Healthcare (ECRI) | MX550 (866066) | IntelliVue MX550 | Philips Healthcare (ECRI) | DE7770ECRA | Active | NDH
ND02670 | Monitor, Patient | Monitors, Patient (ECRI) | Philips Healthcare (ECRI) | MX550 (866066) | IntelliVue MX550 | Philips Healthcare (ECRI) | DE7770ECP7 | Active | NDH
ND02671 | Monitor, Patient | Monitors, Patient (ECRI) | Philips Healthcare (ECRI) | MX550 (866066) | IntelliVue MX550 | Philips Healthcare (ECRI) | DE7770ECTP | Active | NDH
ND02672 | Monitor, Patient | Monitors, Patient (ECRI) | Philips Healthcare (ECRI) | MX550 (866066) | IntelliVue MX550 | Philips Healthcare (ECRI) | DE7770ECPA | Active | NDH
ND02673 | Monitor, Patient | Monitors, Patient (ECRI) | Philips Healthcare (ECRI) | MX550 (866066) | IntelliVue MX550 | Philips Healthcare (ECRI) | DE7770ECP8 | Active | NDH
ND02674 | Anesthetic Gas Montior | Modules, Anesthetic Gas (ECRI) | Philips Healthcare (ECRI) | G7 (866173) | IntelliVue G7 | Philips Healthcare (ECRI) | DE43822551 | Active | NDH
ND02675 | Anesthetic Gas Montior | Modules, Anesthetic Gas (ECRI) | Philips Healthcare (ECRI) | G7 (866173) | IntelliVue G7 | Philips Healthcare (ECRI) | DE43822483 | Active | NDH
ND02676 | Monitor, Patient | Monitors, Patient (ECRI) | Philips Healthcare (ECRI) | MX750 (866471) | IntelliVue MX750 | Philips Healthcare (ECRI) | DE77677422 | Active | NDH
ND02677 | Monitor, Patient | Monitors, Patient (ECRI) | Philips Healthcare (ECRI) | MX750 (866471) | IntelliVue MX750 | Philips Healthcare (ECRI) | DE77677436 | Active | NDH
ND02678 | Anesthetic Gas Montior | Modules, Anesthetic Gas (ECRI) | Philips Healthcare (ECRI) | G7 (866173) | IntelliVue G7 | Philips Healthcare (ECRI) | DE43822531 | Active | NDH
ND02679 | Anesthetic Gas Montior | Modules, Anesthetic Gas (ECRI) | Philips Healthcare (ECRI) | G7 (866173) | IntelliVue G7 | Philips Healthcare (ECRI) | DE43822537 | Active | NDH
ND02680 | Monitor, Patient | Monitors, Patient (ECRI) | Philips Healthcare (ECRI) | MX750 (866471) | IntelliVue MX750 | Philips Healthcare (ECRI) | DE77677831 | Active | NDH
ND02681 | Monitor, Patient | Monitors, Patient (ECRI) | Philips Healthcare (ECRI) | MX750 (866471) | IntelliVue MX750 | Philips Healthcare (ECRI) | DE77677428 | Active | NDH
ND02682 | Anesthetic Gas Montior | Modules, Anesthetic Gas (ECRI) | Philips Healthcare (ECRI) | G7 (866173) | IntelliVue G7 | Philips Healthcare (ECRI) | DE43822557 | Active | NDH
ND02683 | Monitor, Patient | Monitors, Patient (ECRI) | Philips Healthcare (ECRI) | MX750 (866471) | IntelliVue MX750 | Philips Healthcare (ECRI) | DE77677438 | Active | NDH
ND02684 | Monitor, Patient | Monitors, Patient Transport (ECRI) | Philips Healthcare (ECRI) | MX100 (867030) | IntelliVue X3 | Philips Healthcare (ECRI) | DE8090DAK2 | Active | NDH
ND02685 | Monitor, Patient | Monitors, Patient Transport (ECRI) | Philips Healthcare (ECRI) | MX100 (867030) | IntelliVue X3 | Philips Healthcare (ECRI) | DE8090DAJR | Active | NDH
ND02686 | Anesthetic Gas Montior | Modules, Anesthetic Gas (ECRI) | Philips Healthcare (ECRI) | G7 (866173) | IntelliVue G7 | Philips Healthcare (ECRI) | DE43822538 | Active | NDH
ND02687 | Monitor, Patient | Monitors, Patient (ECRI) | Philips Healthcare (ECRI) | MX750 (866471) | IntelliVue MX750 | Philips Healthcare (ECRI) | DE77677816 | Active | NDH
ND02688 | Monitor, Patient | Monitors, Patient (ECRI) | Philips Healthcare (ECRI) | MX750 (866471) | IntelliVue MX750 | Philips Healthcare (ECRI) | DE77677457 | Active | NDH
ND02689 | Anesthetic Gas Montior | Modules, Anesthetic Gas (ECRI) | Philips Healthcare (ECRI) | G7 (866173) | IntelliVue G7 | Philips Healthcare (ECRI) | DE43822559 | Active | NDH
ND02690 | Anesthetic Gas Montior | Modules, Anesthetic Gas (ECRI) | Philips Healthcare (ECRI) | G7 (866173) | IntelliVue G7 | Philips Healthcare (ECRI) | DE43822532 | Active | NDH
ND02691 | Anesthetic Gas Montior | Modules, Anesthetic Gas (ECRI) | Philips Healthcare (ECRI) | G7 (866173) | IntelliVue G7 | Philips Healthcare (ECRI) | DE43822539 | Active | NDH
ND02692 | Module, Carbon Dioxide | Modules, Carbon Dioxide (ECRI) | Philips Healthcare (ECRI) | 867041 | Microstream CO2 | Philips Healthcare (ECRI) | DE806H9110 | Active | NDH
ND02693 | Module, Carbon Dioxide | Modules, Carbon Dioxide (ECRI) | Philips Healthcare (ECRI) | 867041 | Microstream CO2 | Philips Healthcare (ECRI) | DE806H9212 | Active | NDH
ND02694 | Module, Carbon Dioxide | Modules, Carbon Dioxide (ECRI) | Philips Healthcare (ECRI) | 867041 | Microstream CO2 | Philips Healthcare (ECRI) | DE806H8940 | Active | NDH
ND02695 | Integrated Power Console | Handpieces, Surgical (ECRI) | Medtronic Inc (ECRI) | EC300 | IPC | Medtronic Inc (ECRI) | NTC80035 | Active | NDH
NDX0001 | Probe, Ultrasound | Probes, Ultrasound (ECRI) | BD (ECRI) | 9770001 L-VA | L-VA | Bard Access Systems (ECRI) | Not Available | Active | NDH
NDX0002 | Scanning System, Ultrasound | Scanning Systems, Ultrasound (ECRI) | BD (ECRI) | Site-Rite 5 | Site-Rite 5 | Bard Access Systems (ECRI) | DYQH5054 | Active | NDH
NDX0004 | Printers, Video | Printers, Video (ECRI) | Sony Electronics (ECRI) | UP-990AD | Graphic Printer | Sony Electronics (ECRI) | 91227 | Active | NDH
NDX0006 | Monitor, Display | Monitors, Video (ECRI) | Samsung Inc (ECRI) | UN55RU7100F | UN55RU7100F | Samsung Inc (ECRI) | 08FP3CYMC06362T | Active | NDH
NDX0007 | Monitors, Display | Monitors, Video (ECRI) | Eizo Corp (ECRI) | 10656046 | LCD Color Monitor | Eizo Corp (ECRI) | 10000011564 | Active | NDH
NDX0008 | Shield, X-Ray, Barrier | Shields, X-Ray, Barrier (ECRI) | MAVIG GmbH (ECRI) | OT25B050 | OT25B050 | MAVIG GmbH (ECRI) | 0318/21201 | Active | NDH
NDX0009 | Probe, Ultrasound | Probes, Ultrasound (ECRI) | Siemens Healthcare (ECRI) | C5-2 | C5-2 | Siemens Healthcare (ECRI) | 602160 | Active | NDH
NDX0010 | Probe, Ultrasound | Probes, Ultrasound (ECRI) | Siemens Healthcare (ECRI) | L8-3 | L8-3 | Siemens Healthcare (ECRI) | 221287 | Active | NDH
NDX0011 | Scanning System, Ultrasound | Scanning Systems, Ultrasound (ECRI) | Siemens Healthcare (ECRI) | 11002300 | ACUSON Freestyle | Siemens Healthcare (ECRI) | 002315 | Active | NDH
NDX0014 | Regulator, Suction | Regulators, Suction (ECRI) | Ohio Medical Corp (ECRI) | 1251 | 1251 | GE Datex-Ohmeda Inc (ECRI) | GFHJ05005 | Active | NDH
NDX0015 | Flowmeter, Oxygen | Flowmeters, Oxygen (ECRI) | Amvex (ECRI) | T15UO | T15UO | GE Datex-Ohmeda Inc (ECRI) | AHEW01762 | Active | NDH
NDX0016 | Flowmeter, Oxygen | Flowmeters, Oxygen (ECRI) | Amvex (ECRI) | T15UO | T15UO | GE Datex-Ohmeda Inc (ECRI) | AHEW01763 | Active | NDH
NDX0017 | Printers, Video | Printers, Video (ECRI) | Sony Electronics (ECRI) | UP-990AD | Graphic Printer | Sony Electronics (ECRI) | 97665 | Active | NDH
NDX0019 | X-Ray Tube | X-Ray Tubes (ECRI) | Siemens Healthcare (ECRI) | 10144179 | MEGALIX Cat Plus | Siemens Healthcare (ECRI) | 603111874 | Active | NDH
NDX0020 | Detector, X-Ray | Detectors, X-Ray, Digital Radiography (ECRI) | Siemens Healthcare (ECRI) | 10502338 | pixium 4700 | Siemens Healthcare (ECRI) | 18133D | Active | NDH
NDX0023 | Power Supply/Rack | Power Supplies (ECRI) | Bayer Healthcare (ECRI) | 3040136 | Medrad Power Rack | Bayer Healthcare (ECRI) | 60765209 204533 | Active | NDH
NDX0024 | Injector, Contrast, Angio | Injectors, Contrast, Angiography (ECRI) | Bayer Healthcare (ECRI) | MEDRAD Mark 7 | Arterion | Bayer Healthcare (ECRI) | 204533 | Active | NDH
NDX0025 | ECC Module | Controllers (ECRI) | Siemens Healthcare (ECRI) | 10848611 | ECC V3 | Siemens Healthcare (ECRI) | LBK2C03045 | Active | NDH
NDX0029 | Footswitch | Footswitches (ECRI) | Siemens Healthcare (ECRI) | 04787797 | Wireless XRay FSW | Siemens Healthcare (ECRI) | 30615 | Active | NDH
NDX0031 | Probe, Ultrasound | Probes, Ultrasound (ECRI) | Siemens Healthcare (ECRI) | P4-2 | P4-2 | Siemens Healthcare (ECRI) | Not Available | Active | NDH
NDX0032 | Scanning System, Ultrasound | Scanning Systems, Ultrasound (ECRI) | Siemens Healthcare (ECRI) | ACUSON P500 | ACUSON P500 | Siemens Healthcare (ECRI) | 391872 | Active | NDH
NDX0033 | Not Available | Not Available | Not Available | Not Available | Not Available | Not Available | Not Available | Active | NDH
NDX0034 | Detector, X-Ray | Detectors, X-Ray, Digital Radiography (ECRI) | GE OEC Medical Sys Inc (ECRI) | 5440087 | Laser Aiming Device | GE OEC Medical Sys Inc (ECRI) | 12RFD-023 | Active | NDH
NDX0035 | X-Ray Tube | X-Ray Tubes (ECRI) | GE OEC Medical Sys Inc (ECRI) | 5455288-02 | Beam Limiting Device | GE OEC Medical Sys Inc (ECRI) | KS00480 | Active | NDH
NDX0038 | Warming Unit, Blanket | Warming Units, Blanket (ECRI) | STERIS Corp (ECRI) | QBJ05 | QBJ05 | STERIS Corp (ECRI) | 0411602042 | Active | NDH
NDX0039 | Light, Surgical | Lights, Surgical (ECRI) | ALM SURGICAL EQUIPMENT | 567232996 | 567232996 | ALM SURGICAL EQUIPMENT | AR 002171 | Active | NDH
NDX0041 | Core Control Console | Scanning Systems, Intravascular, Ultrasound (ECRI) | Philips (Volcano Corp) | 806302012 | s5i CORE IMAGING | Philips (Volcano Corp) | 007010566001 | Active | NDH
NDX0042 | Monitor, Display | Monitors, Video (ECRI) | Philips Healthcare (ECRI) | Not Available | Not Available | Philips Healthcare (ECRI) | 81B03863TW | Active | NDH
NDX0044 | Probe, Ultrasound | Probes, Ultrasound (ECRI) | Siemens Healthcare (ECRI) | P4-2 | P4-2 | Siemens Healthcare (ECRI) | Not Available | Active | NDH
NDX0046 | Connection Box | Scanning Systems, Intravascular, Ultrasound (ECRI) | Philips (Volcano Corp) | 411-0100.08 | Connection Box II | Philips (Volcano Corp) | 1219 | Active | NDH
NDX0047 | Controllers | Controllers (ECRI) | Philips (Volcano Corp) | 409-1604.01 | Control Console II | Philips (Volcano Corp) | 120703734001 | Active | NDH
NDX0048 | Workstation, PC | Workstations, PC (ECRI) | Philips (Volcano Corp) | 410-3600.05 | s5i Volcano CORE | Philips (Volcano Corp) | 1378 | Active | NDH
NDX0050 | Image Intensifier | Image Intensifiers (ECRI) | GE OEC Medical Sys Inc (ECRI) | 00-881191-01 | Image Intensifier | GE OEC Medical Sys Inc (ECRI) | 91166097 | Active | NDH
NDX0053 | Footswitch | Footswitches (ECRI) | GE Healthcare (ECRI) | ASM | ASM | GE Healthcare (ECRI) | NOT AVAILABLE | Active | NDH
NDX0055 | Monitor, Display | Monitors, Video (ECRI) | Olympus America Inc (ECRI) | OEV262H | OEV-262H | Olympus America Inc (ECRI) | 7900057 | Active | NDH
NDX0056 | Shields, X-Ray, Barrier | Shields, X-Ray, Barrier (ECRI) | Not Available | Not Available | Not Available | Not Available | Not Available | Active | NDH
NDX0057 | Image Intensifier | Image Intensifiers (ECRI) | GE OEC Medical Sys Inc (ECRI) | 00-881191-01 | Image Intensifier | GE OEC Medical Sys Inc (ECRI) | 91591324 | Active | NDH
NDX0058 | Footswitch | Footswitches (ECRI) | GE Healthcare (ECRI) | ASM | ASM | GE Healthcare (ECRI) | 837501 | Active | NDH
NDX0068 | Cooling Unit | Cooling Units (ECRI) | Siemens Healthcare (ECRI) | 5764555 | 5764555 | Siemens Healthcare (ECRI) | 8379081L34 | Active | NDH
NDX0069 | Not Available | Not Available | Not Available | Not Available | Not Available | Not Available | 5356 | Active | NDH
NDX0070 | Not Available | Not Available | Not Available | Not Available | Not Available | Not Available | 4189 | Active | NDH
NDX0071 | X-Ray Tube | X-Ray Tubes (ECRI) | GE OEC Medical Sys Inc (ECRI) | 00-881189-01 | Beam Limiting Device | GE OEC Medical Sys Inc (ECRI) | Not Available | Active | NDH
NDX0072 | Image Intensifier | Image Intensifiers (ECRI) | GE OEC Medical Sys Inc (ECRI) | 00-881191-01 | Image Intensifier | GE OEC Medical Sys Inc (ECRI) | 91171342 | Active | NDH
NDX0074 | X-Ray Tube | X-Ray Tubes (ECRI) | GE OEC Medical Sys Inc (ECRI) | 00-881189-01 | Beam Limiting Device | GE OEC Medical Sys Inc (ECRI) | D327393 | Active | NDH
NDX0075 | Angiographic/IR X-Ray System | Radiographic/Fluoroscopic Systems, Angiography/Interventional (ECRI) | Siemens Healthcare (ECRI) | 10094137 | Artis Zee Ceiling | Siemens Healthcare (ECRI) | 125240 | Active | NDH
NDX0076 | X-Ray Generator | Power Systems (ECRI) | Siemens Healthcare (ECRI) | 10563420 | Polydoros A100 Plus | Siemens Healthcare (ECRI) | 6249 | Active | NDH
NDX0078 | Hand/Remote Control | Hand/Remote Control (ECRI) | Surgical Tables Inc (ECRI) | Hand Control | Hand Control | Surgical Tables Inc (ECRI) | N/A | Active | NDH
NDX0079 | Probe, Ultrasound | Probes, Ultrasound (ECRI) | Philips Ultrasound Inc (ECRI) | C5-1 | C5-1 | Philips Ultrasound Inc (ECRI) | F08P2P | Active | NDH
NDX0080 | Probe, Ultrasound | Probes, Ultrasound (ECRI) | Philips Ultrasound Inc (ECRI) | L12-3 | L12-3 | Philips Ultrasound Inc (ECRI) | F08XJK | Active | NDH
NDX0081 | Printer | Printer/Graphic Recorders (ECRI) | Sony Electronics (ECRI) | UP-D898MD | UP-D898MD | Sony Electronics (ECRI) | Not Available | Active | NDH
NDX0082 | Scanning System, Ultrasound | Scanning Systems, Ultrasound (ECRI) | Siemens Healthcare (ECRI) | 11668590 | ACUSON Origin | Siemens Healthcare (ECRI) | 805015 | Active | NDH
NDX0083 | Probe, Ultrasound | Probes, Ultrasound (ECRI) | Siemens Healthcare (ECRI) | 5V1 | 5V1 | Siemens Healthcare (ECRI) | 24170304 | Active | NDH
NDX0084 | Probe, Ultrasound | Probes, Ultrasound (ECRI) | Siemens Healthcare (ECRI) | 5Z1 | 5Z1 | Siemens Healthcare (ECRI) | 24160371 | Active | NDH
NDX0102 | Probe, Ultrasound | Probes, Ultrasound (ECRI) | Not Available | Not Available | Not Available | Not Available | 30760858-0123 | Active | NDH
NDX0103 | Hand/Remote Control | Hand/Remote Control (ECRI) | Oakworks Inc (ECRI) | Not Available | Not Available | Oakworks Inc (ECRI) | Not Available | Active | NDH
NDX0104 | Probe, Ultrasound | Probes, Ultrasound (ECRI) | Philips Ultrasound Inc (ECRI) | eL18-4 | eL18-4 | Philips Ultrasound Inc (ECRI) | F08KM1 | Active | NDH
NDX0105 | Scanning System, Ultrasound | Scanning Systems, Ultrasound (ECRI) | Philips Ultrasound Inc (ECRI) | EPIQ Elite (795234) | EPIQ Elite | Philips Ultrasound Inc (ECRI) | USD22B1900 | Active | NDH
NDX0107 | Probe, Ultrasound | Probes, Ultrasound (ECRI) | Philips Ultrasound Inc (ECRI) | C10-3V | C10-3V | Philips Ultrasound Inc (ECRI) | B1QZYN | Active | NDH
NDX0108 | Probe, Ultrasound | Probes, Ultrasound (ECRI) | Philips Ultrasound Inc (ECRI) | C10-3V | C10-3V | Philips Ultrasound Inc (ECRI) | F08J8N | Active | NDH
NDX0109 | Probe, Ultrasound | Probes, Ultrasound (ECRI) | Philips Ultrasound Inc (ECRI) | C5-1 | C5-1 | Philips Ultrasound Inc (ECRI) | F094WO | Active | NDH
NDX0110 | Probe, Ultrasound | Probes, Ultrasound (ECRI) | Philips Ultrasound Inc (ECRI) | eL18-4 | eL18-4 | Philips Ultrasound Inc (ECRI) | F08GJ9 | Active | NDH
NDX0112 | Scanning System, Ultrasound | Scanning Systems, Ultrasound (ECRI) | Philips Ultrasound Inc (ECRI) | EPIQ Elite (795234) | EPIQ Elite | Philips Ultrasound Inc (ECRI) | USD22B1901 | Active | NDH
NDX0113 | Scanning System, Ultrasound | Scanning Systems, Ultrasound (ECRI) | Siemens Healthcare (ECRI) | ACUSON SC2000 | ACUSON SC2000 | Siemens Healthcare (ECRI) | 401345 | Active | NDH
NDX0114 | Printer | Printer/Graphic Recorders (ECRI) | Sony Electronics (ECRI) | UP-D898MD | UP-D898MD | Sony Electronics (ECRI) | 7281737 | Active | NDH
NDX0117 | Scanning System, Ultrasound | Scanning Systems, Ultrasound (ECRI) | Philips Ultrasound Inc (ECRI) | EPIQ Elite (795234) | EPIQ Elite | Philips Ultrasound Inc (ECRI) | USD22B1795 | Active | NDH
NDX0123 | Scanning System, Ultrasound | Scanning Systems, Ultrasound (ECRI) | FUJIFILM SonoSite Inc (ECRI) | SonoSite PX | SonoSite PX | FUJIFILM SonoSite Inc (ECRI) | 05P9JK | Active | NDH
NDX0124 | Probe, Ultrasound | Probes, Ultrasound (ECRI) | FUJIFILM SonoSite Inc (ECRI) | L12-3 | L12-3 | FUJIFILM SonoSite Inc (ECRI) | 05PJ9G | Active | NDH
NDX0125 | Probe, Ultrasound | Probes, Ultrasound (ECRI) | FUJIFILM SonoSite Inc (ECRI) | C5-1 | C5-1 | FUJIFILM SonoSite Inc (ECRI) | 05PJ8B | Active | NDH
NDX0126 | Probe, Ultrasound | Probes, Ultrasound (ECRI) | FUJIFILM SonoSite Inc (ECRI) | P5-1 | P5-1 | FUJIFILM SonoSite Inc (ECRI) | 05NPHL | Active | NDH
NDX0127 | Breast Biopsy Guidance System | Biopsy Units, Vacuum Assisted (ECRI) | Hologic Inc (ECRI) | STLC-00004 | Affirm Breast Biopsy | Hologic Inc (ECRI) | 82008182791 | Active | NDH
NDX0134 | Probe, Ultrasound | Probes, Ultrasound (ECRI) | Siemens Healthcare (ECRI) | 4V1c | 4V1c | Siemens Healthcare (ECRI) | 20031035 | Active | NDH
NDX0135 | X-Ray Film Illuminator | Lights, Illumination, High-Intensity, Spotlight (ECRI) | S&S X-Ray Products (ECRI) | 188 | 188 | S&S X-Ray Products (ECRI) | Not Available | Active | NDH
NDX0136 | Digital Specimen Radiography | Radiographic Units, Mammography (ECRI) | Hologic Inc (ECRI) | CoreVision 5X10 | Faxitron Core | Hologic Inc (ECRI) | 20819 | Active | NDH
NDX0137 | Probe, Ultrasound | Probes, Ultrasound (ECRI) | Siemens Healthcare (ECRI) | EV-8C4 | EV-8C4 | Siemens Healthcare (ECRI) | 04306578 | Active | NDH
NDX0138 | Probe, Ultrasound | Probes, Ultrasound (ECRI) | Siemens Healthcare (ECRI) | 14L5 | 14L5 | Siemens Healthcare (ECRI) | 22290291 | Active | NDH
NDX0139 | Probe, Ultrasound | Probes, Ultrasound (ECRI) | Siemens Healthcare (ECRI) | 9L4 | 9L4 | Siemens Healthcare (ECRI) | 31713026 | Active | NDH
NDX0140 | Probe, Ultrasound | Probes, Ultrasound (ECRI) | Siemens Healthcare (ECRI) | 18L6HD | 18L6HD | Siemens Healthcare (ECRI) | 21500119 | Active | NDH
NDX0141 | Probe, Ultrasound | Probes, Ultrasound (ECRI) | Siemens Healthcare (ECRI) | 4C1 | 4C1 | Siemens Healthcare (ECRI) | 14300009 | Active | NDH
NDX0142 | Printer | Printers, Video (ECRI) | Sony Electronics (ECRI) | UP-21MD | UP-21MD | Sony Electronics (ECRI) | 10494 | Active | NDH
NDX0143 | Scanning System, Ultrasound | Scanning Systems, Ultrasound (ECRI) | Siemens Healthcare (ECRI) | ACUSON S2000 | ACUSON S2000 | Siemens Healthcare (ECRI) | 206992 | Active | NDH
NDX0144 | Power System | Power Systems (ECRI) | Hologic Inc (ECRI) | ASY-00730 | ASY-00730 | Hologic Inc (ECRI) | 6101125014 | Active | NDH
NDX0145 | X-Ray Tube | X-Ray Tubes (ECRI) | Varex Imaging Corp (ECRI) | M-149 | M-149 | Varex Imaging Corp (ECRI) | 24982-Z1 | Active | NDH
NDX0146 | Footswitch | Footswitches (ECRI) | Hologic Inc (ECRI) | Not Available | Not Available | Hologic Inc (ECRI) | Not Available | Active | NDH
NDX0148 | Footswitch | Footswitches (ECRI) | Hologic Inc (ECRI) | Not Available | Not Available | Hologic Inc (ECRI) | Not Available | Active | NDH
NDX0149 | Detector, X-Ray, Mammography | Detectors, X-Ray, Mammography (ECRI) | Hologic Inc (ECRI) | PRD-04420 | PRD-04420 | Hologic Inc (ECRI) | YB801525 | Active | NDH
NDX0150 | X-Ray Tube | X-Ray Tubes (ECRI) | Hologic Inc (ECRI) | ASY-06746 | Beam Limit Assembly | Hologic Inc (ECRI) | 813101811765 | Active | NDH
NDX0154 | Probe, Ultrasound | Probes, Ultrasound (ECRI) | Philips Ultrasound Inc (ECRI) | eL18-4 | eL18-4 | Philips Ultrasound Inc (ECRI) | F08J2M | Active | NDH
NDX0155 | Probe, Ultrasound | Probes, Ultrasound (ECRI) | Philips Ultrasound Inc (ECRI) | C5-2 | C5-2 | Philips Ultrasound Inc (ECRI) | F08QB8 | Active | NDH
NDX0156 | Probe, Ultrasound | Probes, Ultrasound (ECRI) | Philips Ultrasound Inc (ECRI) | L12-3 | L12-3 | Philips Ultrasound Inc (ECRI) | F08VF3 | Active | NDH
NDX0157 | Scanning System, Ultrasound | Scanning Systems, Ultrasound (ECRI) | Philips Ultrasound Inc (ECRI) | EPIQ Elite (795234) | EPIQ Elite | Philips Ultrasound Inc (ECRI) | USD22B1794 | Active | NDH
NDX0158 | Printer | Printer/Graphic Recorders (ECRI) | Sony Electronics (ECRI) | UP-D898MD | UP-D898MD | Sony Electronics (ECRI) | 7279949 | Active | NDH
NDX0167 | Shields, X-Ray, Barrier | Shields, X-Ray, Barrier (ECRI) | Not Available | Not Available | Not Available | Not Available | Not Available | Active | NDH
NDX0181 | Scanning System, Ultrasound | Scanning Systems, Ultrasound (ECRI) | BD (ECRI) | Site-Rite 8 | Site-Rite 8 | BD (ECRI) | ASGQAC050 | Active | NDH
NDX0182 | Linear Probe | Probes, Ultrasound (ECRI) | BD (ECRI) | 9770603 | 9770603 | Bard Access Systems (ECRI) | ASGQAG113 | Active | NDH
NDX0183 | Module, Housing | Modules, Housings (ECRI) | Philips Healthcare (ECRI) | 867043 | IntelliVue Dock | Philips Healthcare (ECRI) | PL43608784 | Active | NDH
NDX0184 | Not Available | Shields, X-Ray, Barrier (ECRI) | Not Available | Not Available | Not Available | Not Available | 01715 | Active | NDH
NDX0185 | Monitors, Display | Monitors, Video (ECRI) | Eizo Corp (ECRI) | 10656057 | LCD Color Monitor | Eizo Corp (ECRI) | 10000017006 | Active | NDH
NDX0186 | X-Ray Tube | X-Ray Tubes (ECRI) | Hologic Inc (ECRI) | MEL-00565 | MEL-00565 | Hologic Inc (ECRI) | 135843113-A07519 | Active | NDH
NDX0188 | Table, Imaging, Radiographic | Tables, Imaging, Radiographic/Fluoroscopic (ECRI) | Quantum Corp (ECRI) | QT-750 | QT-750 | Quantum Corp (ECRI) | QT750-01H-0072 | Active | NDH
NDX0189 | Workstation, PC | Workstations, PC (ECRI) | Hewlett-Packard Co (ECRI) | HP Z2 Tower G5 | HP Z2 Tower G5 | Hewlett-Packard Co (ECRI) | MXL12132XY | Active | NDH
NDX0190 | Collimator, Radiographic | Collimators, Radiographic (ECRI) | Huestis Medical (ECRI) | CM-1100A | 150MC Collimator | Huestis Medical (ECRI) | CM21157 | Active | NDH
NDX0191 | X-Ray Tube | X-Ray Tubes (ECRI) | Canon Medical Sys Inc (ECRI) | E7252X | E7252X | Canon Medical Sys Inc (ECRI) | 21L0543 | Active | NDH
NDX0193 | Charging Station | Battery Chargers (ECRI) | Trixell | CHARGER 2EZ | CHARGER 2EZ | Trixell | OC06957 | Active | NDH
NDX0194 | Lithium Ion Battery | Battery Chargers (ECRI) | Trixell | BATTERY EZ | BATTERY EZ | Trixell | DF20429 | Active | NDH
NDX0195 | Battery/Dock Charger | Battery/Dock Chargers (ECRI) | Konica Minolta Inc (ECRI) | AeroDR 2 | Battery Charger2 | Konica Minolta Inc (ECRI) | A5TJ-71344 | Active | NDH
NDX0196 | Detector, X-Ray | Detectors, X-Ray, Digital Radiography (ECRI) | Siemens Healthcare (ECRI) | pixium 3543 EZ | pixium 3543 EZ | Siemens Healthcare (ECRI) | 184043 | Active | NDH
NDX0197 | Charging Station | Battery Chargers (ECRI) | Trixell | CHARGER 2EZ | CHARGER 2EZ | Trixell | OC01192 | Active | NDH
NDX0198 | Lithium Ion Battery | Battery Chargers (ECRI) | Trixell | BATTERY EZ | BATTERY EZ | Trixell | ZY34540 | Active | NDH
NDX0199 | Lithium Ion Battery | Battery Chargers (ECRI) | Trixell | BATTERY EZ | BATTERY EZ | Trixell | DF22292 | Active | NDH
NDX0200 | Lithium Ion Battery | Battery Chargers (ECRI) | Trixell | BATTERY EZ | BATTERY EZ | Trixell | DF28923 | Active | NDH
NDX0201 | Tablet Docking Station | Battery/Dock Chargers (ECRI) | Siemens Healthcare (ECRI) | 11104994 | 11104994 | Siemens Healthcare (ECRI) | 8GDSB53964 | Active | NDH
NDX0202 | Computed Radiography Tablet | Image Digitization Systems, Computed Radiography (ECRI) | Siemens Healthcare (ECRI) | 11104987 | Artpix EZ2GO Tablet | Siemens Healthcare (ECRI) | 216-01575 | Active | NDH
NDX0203 | Battery/Dock Charger | Battery/Dock Chargers (ECRI) | Konica Minolta Inc (ECRI) | AeroDR 2 | Battery Charger2 | Konica Minolta Inc (ECRI) | A5TJ-71284 | Active | NDH
NDX0205 | Detector, X-Ray | Detectors, X-Ray, Digital Radiography (ECRI) | Konica Minolta Inc (ECRI) | SKR 3000 | AeroDR3 | Konica Minolta Inc (ECRI) | ADU4-00632 | Active | NDH
NDX0206 | Graphic Printer | Printers, Video (ECRI) | Sony Electronics (ECRI) | UP-897MD | UP-897MD | Sony Electronics (ECRI) | 226245 | Active | NDH
NDX0212 | Scanning System, Ultrasound | Scanning Systems, Ultrasound (ECRI) | Esaote (ECRI) | MyLab 20 Plus | MyLab 20 Plus | Esaote (ECRI) | 09616 | Active | NDH
NDX0213 | Probe, Ultrasound | Probes, Ultrasound (ECRI) | Esaote (ECRI) | CA631 | CA631 | Esaote (ECRI) | 03686 | Active | NDH
NDX0214 | Probe, Ultrasound | Probes, Ultrasound (ECRI) | Esaote (ECRI) | LA435 | LA435 | Esaote (ECRI) | 08507 | Active | NDH
NDX0216 | Scanning System, Ultrasound | Scanning Systems, Ultrasound (ECRI) | Siemens Healthcare (ECRI) | ACUSON X300 | ACUSON X300 | Siemens Healthcare (ECRI) | 322783 | Active | NDH
NDX0217 | Printer | Printers, Video (ECRI) | Mitsubishi Electric (ECRI) | P95DW | P95DW | Mitsubishi Electric (ECRI) | 6010815 | Active | NDH
NDX0218 | Probe, Ultrasound | Probes, Ultrasound (ECRI) | Siemens Healthcare (ECRI) | 11286588 | CH5-2 | Siemens Healthcare (ECRI) | 71311083 | Active | NDH
NDX0219 | Probe, Ultrasound | Probes, Ultrasound (ECRI) | Siemens Healthcare (ECRI) | EV9-4 | EV9-4 | Siemens Healthcare (ECRI) | 22850001 | Active | NDH
NDX0244 | Collimator, Radiographic | Collimators, Radiographic (ECRI) | Shimadzu Corporation (ECRI) | 566-20550 | Collimator R-20C | Shimadzu Corporation (ECRI) | 566-20550 | Active | NDH
NDX0245 | Monitors, Central Station | Monitors, Central Station (ECRI) | Not Available | DSC1910-DC | DSC1910-DC | Not Available | NOT AVAILABLE | Active | NDH
NDX0246 | RADIOLOGY WALL BUCKY | RADIOLOGY WALL BUCKY | Not Available | Not Available | Not Available | Not Available | Not Available | Active | NDH
NDX0247 | Wall Bucky, Vertical | Wall Bucky, Vertical (ECRI) | Quantum Corp (ECRI) | QW-420 | QW-420 | Quantum Corp (ECRI) | QW420-11C-0336 | Active | NDH
NDX0248 | Tables, Imaging, Radiographic | Tables, Imaging, Radiographic/Fluoroscopic (ECRI) | Quantum Medical Imaging Llc | QT750 | QT750 | Quantum Medical Imaging Llc | QT750-11C-0337 | Active | NDH
NDX0249 | Detector, X-Ray | Detectors, X-Ray, Digital Radiography (ECRI) | Konica Minolta Inc (ECRI) | SKR 3000 | AeroDR3 | Konica Minolta Inc (ECRI) | ADU4-00679 | Active | NDH
NDX0250 | Detector, X-Ray | Detectors, X-Ray, Digital Radiography (ECRI) | Siemens Healthcare (ECRI) | 11105032 | pixium 3543 EZh | Siemens Healthcare (ECRI) | 2223E1 | Active | NDH
NDX0251 | Radiographic Units | Radiographic/Fluoroscopic Units (ECRI) | Siemens Healthcare (ECRI) | 10161670 | 10161670 | Siemens Healthcare (ECRI) | 2140 | Active | NDH
NDX0252 | Detector, X-Ray | Detectors, X-Ray, Digital Radiography (ECRI) | Siemens Healthcare (ECRI) | 10764254 | ASM-3/8 Inner Det | Siemens Healthcare (ECRI) | 3753007225 | Active | NDH
NDX0253 | Monitor, Display | Monitors, Video (ECRI) | Eizo Corp (ECRI) | DSHC 1915-DC | DSHC 1915-DC | Eizo Corp (ECRI) | 10000016971 | Active | NDH
NDX0254 | Detector, X-Ray | Detectors, X-Ray, Digital Radiography (ECRI) | Konica Minolta Inc (ECRI) | SKR 3000 | AeroDR3 | Konica Minolta Inc (ECRI) | ADU4-00242 | Active | NDH
NDX0255 | X-Ray Tube | X-Ray Tubes (ECRI) | Shimadzu Corporation (ECRI) | 582-24780 | X-Ray Tube Assembly | Shimadzu Corporation (ECRI) | RM74B6DCA3053 | Active | NDH
NDX0256 | Radiographic Unit, Mobile | Radiographic Units, Mobile (ECRI) | Shimadzu Corporation (ECRI) | MUX-200D-XC | MUX-200D-XC | Shimadzu Corporation (ECRI) | Not Available | Active | NDH
NDX0257 | Detector, X-Ray | Detectors, X-Ray, Digital Radiography (ECRI) | Konica Minolta Inc (ECRI) | SKR 3000 | AeroDR3 | Konica Minolta Inc (ECRI) | ADU4-01101 | Active | NDH
NDX0258 | Collimator, Radiographic | Collimators, Radiographic (ECRI) | Shimadzu Corporation (ECRI) | 566-20550 | Collimator R-20C | Shimadzu Corporation (ECRI) | MQ0D6D8DA083 | Active | NDH
NDX0259 | X-Ray Tube | X-Ray Tubes (ECRI) | Shimadzu Corporation (ECRI) | 582-24780 | X-Ray Tube Assembly | Shimadzu Corporation (ECRI) | 582-24780-61 | Active | NDH
NDX0260 | Wall Bucky, Vertical | Wall Bucky, Vertical (ECRI) | Quantum Corp (ECRI) | QW-420 | QW-420 | Quantum Corp (ECRI) | QW420-01H-0096 | Active | NDH
NDX0262 | Monitors, Display | Monitors, Video (ECRI) | Eizo Corp (ECRI) | 10656057 | LCD Color Monitor | Eizo Corp (ECRI) | 10000016992 | Active | NDH
NDX0263 | Touchscreen Monitor | Monitors, Video (ECRI) | Siemens Healthcare (ECRI) | 10306291 | 10306291 | Siemens Healthcare (ECRI) | 13277 | Active | NDH
NDX0265 | Head Neck Coil | Coils, MRI (ECRI) | Philips Healthcare (ECRI) | 4598-017-30091 | ds HeadNeck 1.5T | Philips Healthcare (ECRI) | 1057 | Active | NDH
NDX0267 | Hand/Wrist Coil | Coils, MRI (ECRI) | Philips Healthcare (ECRI) | 4598-017-28862 | ds HiRes Hand/Wrist | Philips Healthcare (ECRI) | 295 | Active | NDH
NDX0268 | Coil | Coils, MRI (ECRI) | Philips Healthcare (ECRI) | 4598-017-30111 | ds Anterior 1.5T | Philips Healthcare (ECRI) | 1550 | Active | NDH
NDX0269 | Coil | Coils, MRI (ECRI) | Philips Healthcare (ECRI) | 4598-017-29952 | dS FLEX-M 1.5T | Philips Healthcare (ECRI) | 1045 | Active | NDH
NDX0270 | Coil | Coils, MRI (ECRI) | Philips Healthcare (ECRI) | 4598-017-29952 | dS FLEX-M 1.5T | Philips Healthcare (ECRI) | 1044 | Active | NDH
NDX0271 | Coil | Coils, MRI (ECRI) | Philips Healthcare (ECRI) | 4598-017-29932 | dS FLEX-L 1.5T | Philips Healthcare (ECRI) | 159 | Active | NDH
NDX0272 | Coil | Coils, MRI (ECRI) | Philips Healthcare (ECRI) | 4598-017-29971 | dS FLEX-S 1.5T | Philips Healthcare (ECRI) | 346 | Active | NDH
NDX0273 | Coil | Coils, MRI (ECRI) | Philips Healthcare (ECRI) | 4598-017-29932 | dS FLEX-L 1.5T | Philips Healthcare (ECRI) | 160 | Active | NDH
NDX0274 | Coil | Coils, MRI (ECRI) | Philips Healthcare (ECRI) | 4598-017-29971 | dS FLEX-S 1.5T | Philips Healthcare (ECRI) | 211 | Active | NDH
NDX0275 | Head Coil | Coils, MRI (ECRI) | Philips Healthcare (ECRI) | 4598-017-30071 | dS Head 1.5T | Philips Healthcare (ECRI) | 546 | Active | NDH
NDX0276 | Injector Monitor | Monitors, Video (ECRI) | BRACCO Diagnostics Inc (ECRI) | 017380 | 017380 | BRACCO Diagnostics Inc (ECRI) | BB1702012 | Active | NDH
NDX0277 | Collimator, Radiographic | Collimators, Radiographic (ECRI) | Huestis Medical (ECRI) | CM-1100A | 150MC Collimator | Huestis Medical (ECRI) | CM17164 | Active | NDH
NDX0278 | X-Ray Tube | X-Ray Tubes (ECRI) | Toshiba America Inc (ECRI) | E7254FX | E7254FX | Toshiba America Inc (ECRI) | 10M276 | Active | NDH
NDX0279 | Tables, Imaging, Radiographic | Tables, Imaging, Radiographic/Fluoroscopic (ECRI) | Quantum Medical Imaging Llc | QT750 | QT750 | Quantum Medical Imaging Llc | QT750-11C-0337 | Active | NDH
NDX0280 | Wall Bucky, Vertical | Wall Bucky, Vertical (ECRI) | Quantum Corp (ECRI) | QW-420 | QW-420 | Quantum Corp (ECRI) | QW420-11C-0336 | Active | NDH
NDX0281 | Radiographic Unit | Radiographic Units (ECRI) | GE OEC Medical Sys Inc (ECRI) | RAD-10 | RAD-10 | GE OEC Medical Sys Inc (ECRI) | 97713-4P | Active | NDH
NDX0282 | Collimator, Radiographic | Collimators, Radiographic (ECRI) | GE Healthcare (ECRI) | 46-270615P1 | Beam Limiting Device | GE Healthcare (ECRI) | 03580 | Active | NDH
NDX0283 | Scanning System, MRI | Scanning Systems, MRI (ECRI) | Philips Healthcare (ECRI) | 782109 | Ingenia Ambition X | Philips Healthcare (ECRI) | 47862 | Active | NDH
NDX0285 | Power Distribution Unit | Power Distribution Unit | Philips Healthcare (ECRI) | DACC 1.5T | DACC 1.5T | Philips Healthcare (ECRI) | 466 | Active | NDH
NDX0286 | Pressure Module | Pressure Module | Sumitomo | FA-40H | FA-40H | Sumitomo | FA4D01027 | Active | NDH
NDX0287 | Power Distribution Unit | Power Distribution Unit | Philips Healthcare (ECRI) | Not Available | Not Available | Philips Healthcare (ECRI) | Not Available | Active | NDH
NDX0288 | Breast Coil | Coils, MRI (ECRI) | Philips Healthcare (ECRI) | 4598-017-29902 | dS Breast 7ch 1.5T | Philips Healthcare (ECRI) | 240 | Active | NDH
NDX0289 | Rad/Fluoro Unit | Radiographic/Fluoroscopic Units (ECRI) | Siemens Healthcare (ECRI) | 10140450 | 10140450 | Siemens Healthcare (ECRI) | 14040 | Active | NDH
NDX0290 | Rad/Fluoro Unit | Radiographic/Fluoroscopic Units (ECRI) | Siemens Healthcare (ECRI) | 11573929 | 11573929 | Siemens Healthcare (ECRI) | 1292 | Active | NDH
NDX0291 | Charging Station | Battery Chargers (ECRI) | Trixell | CHARGER 2EZ | CHARGER 2EZ | Trixell | OC01858 | Active | NDH
NDX0292 | Lithium Ion Battery | Battery Chargers (ECRI) | Trixell | BATTERY EZ | BATTERY EZ | Trixell | DF28922 | Active | NDH
NDX0293 | Lithium Ion Battery | Battery Chargers (ECRI) | Trixell | BATTERY EZ | BATTERY EZ | Trixell | DF24378 | Active | NDH
NDX0294 | Neuromuscular Stimulator | Ultrasound Therapy/Neuromuscular (ECRI) | Dynatronics Corp (ECRI) | D150 Plus | D150 Plus | Dynatronics Corp (ECRI) | 158760 | Active | NDH
NDX0295 | Analyzer, Visual | Analyzers, Physiologic, Visual Function (ECRI) | Stereo Optical Co Inc (ECRI) | Optec 5000PG | Optec 5000PG | Stereo Optical Co Inc (ECRI) | 1815152199 | Active | NDH
NDX0296 | Light, Examination | Lights, Examination (ECRI) | Not Available | Not Available | Not Available | Not Available | Not Available | Active | NDH
NDX0299 | Table, Imaging, Radiographic | Tables, Imaging, Radiographic/Fluoroscopic (ECRI) | Philips Healthcare (ECRI) | 989603030093 | Patient Sup 1.5T IRF | Philips Healthcare (ECRI) | 749 | Active | NDH
NDX0300 | Breast Coil | Coils, MRI (ECRI) | GE Healthcare (ECRI) | LIBERTY 9000 8-CH | LIBERTY 9000 8-CH | GE Healthcare (ECRI) | Not Available | Active | NDH
NDX0301 | Foot Ankle Coil | Coils, MRI (ECRI) | Philips Healthcare (ECRI) | 4598-017-28842 | dS FootAnkle16Ch1.5T | Philips Healthcare (ECRI) | 282 | Active | NDH
NDX0302 | Knee Coil | Coils, MRI (ECRI) | Philips Healthcare (ECRI) | 4598-017-30021 | dS knee 16Ch 1.5T | Philips Healthcare (ECRI) | 544 | Active | NDH
NDX0303 | Head Coil | Coils, MRI (ECRI) | Philips Healthcare (ECRI) | 4598-002-05291 | T/R HEAD COIL 1.5T | Philips Healthcare (ECRI) | 001259 | Active | NDH
NDX0304 | Breast Coil | Coils, MRI (ECRI) | Philips Healthcare (ECRI) | 4598-017-29881 | dS Breast 16ch 1.5T | Philips Healthcare (ECRI) | 196 | Active | NDH
NDX0305 | Shoulder Coil | Coils, MRI (ECRI) | Philips Healthcare (ECRI) | 4598-017-28822 | dS Shoulder 16Ch1.5T | Philips Healthcare (ECRI) | 289 | Active | NDH
NDX0306 | X-Ray Tube | X-Ray Tubes (ECRI) | Siemens Healthcare (ECRI) | 03345209 | OPTITOP | Siemens Healthcare (ECRI) | 404122251 | Active | NDH
NDX0307 | Collimator, Radiographic | Collimators, Radiographic (ECRI) | Siemens Healthcare (ECRI) | 10092609 | 10092609 | Siemens Healthcare (ECRI) | 18957 | Active | NDH
NDX0308 | Detector, X-Ray | Detectors, X-Ray, Digital Radiography (ECRI) | Siemens Healthcare (ECRI) | 10409005 | 10409005 | Siemens Healthcare (ECRI) | 2966 | Active | NDH
NDX0309 | Detector, X-Ray | Detectors, X-Ray, Digital Radiography (ECRI) | Siemens Healthcare (ECRI) | 11104967 | pixium 4343F | Siemens Healthcare (ECRI) | 212227C5 | Active | NDH
NDX0310 | Scanning System, SPECT | Scanning Systems, Gamma Camera, SPECT (ECRI) | Siemens Healthcare (ECRI) | 10910500 | Symbia Evo | Siemens Healthcare (ECRI) | 1640 | Active | NDH
NDX0311 | Uninterruptible Power Supply | Power Systems, Uninterruptible (ECRI) | APC by Schneider (ECRI) | SMRT5KRMXLW-HW | SMRT5KRMXLW-HW | APC by Schneider (ECRI) | 29270789 | Active | NDH
NDX0312 | Detector, X-Ray | Detectors, X-Ray, Digital Radiography (ECRI) | Siemens Healthcare (ECRI) | 10764254 | ASM-3/8 Inner Det | Siemens Healthcare (ECRI) | 3753007217 | Active | NDH
NDX0313 | Tables, Imaging, Radiographic | Tables, Imaging, Radiographic/Fluoroscopic (ECRI) | Siemens Healthcare (ECRI) | 11007879 | 11007879 | Siemens Healthcare (ECRI) | 2435 L1 | Active | NDH
NDX0314 | Monitor, Display | Monitors, Video (ECRI) | Siemens Healthcare (ECRI) | 10521202 | 10521202 | Eizo Corp (ECRI) | 10000003659 | Active | NDH
NDX0315 | Quality Control Device | Radiographic Quality Control Devices (ECRI) | Siemens Healthcare (ECRI) | 7837722 | 7837722 | Siemens Healthcare (ECRI) | 3826 | Active | NDH
NDX0316 | Scanning Systems, Cat Scan | Scanning Systems, Cat Scan (ECRI) | Siemens Healthcare (ECRI) | 08098027 | Somaton DefinitionAS | Siemens Healthcare (ECRI) | 95236 | Active | NDH
NDX0317 | Injector Monitor | Monitors, Video (ECRI) | BRACCO Diagnostics Inc (ECRI) | 102409 | 102409 | BRACCO Diagnostics Inc (ECRI) | 30029461 | Active | NDH
NDX0319 | Battery/Dock Charger | Battery/Dock Chargers (ECRI) | Konica Minolta Inc (ECRI) | AeroDR | Battery Charger | Konica Minolta Inc (ECRI) | A5TJ-71355 | Active | NDH
NDX0320 | Radiographic Systems | Radiographic Systems (ECRI) | Quantum Medical Imaging Llc | QG-6500 | QG-6500 | Quantum Medical Imaging Llc | QG6500-11C-0301 | Active | NDH
NDX0322 | Detectors, X-Ray | Detectors, X-Ray, Digital Radiography (ECRI) | GE OEC Medical Sys Inc (ECRI) | 00-882391-01 | X-Ray Control | GE OEC Medical Sys Inc (ECRI) | D064278 | Active | NDH
NDX0323 | Image Intensifier | Image Intensifiers (ECRI) | GE OEC Medical Sys Inc (ECRI) | 00-882389-01 | Image Intensifier | GE OEC Medical Sys Inc (ECRI) | D064279 | Active | NDH
NDX0325 | Phantom, CT | Phantoms, Computed Tomography (ECRI) | Siemens Healthcare (ECRI) | 8094745 | 8094745 | Siemens Healthcare (ECRI) | Not Available | Active | NDH
NDX0326 | Power System (Power Supply) | Power Systems (ECRI) | BRACCO Diagnostics Inc (ECRI) | 017353 | 017353 | BRACCO Diagnostics Inc (ECRI) | 1735200026 | Active | NDH
NDX0327 | Injector, Contrast, CT | Injectors, Contrast, CT (ECRI) | BRACCO Diagnostics Inc (ECRI) | 102410 | EmpowerCTA+ | BRACCO Diagnostics Inc (ECRI) | 30013973 | Active | NDH
NDX0328 | Module, Electrocardiographs | Modules, Electrocardiographs (ECRI) | GE Healthcare (ECRI) | CAM HD | CAM HD | GE Healthcare (ECRI) | RNC16300032PA | Active | NDH
NDX0330 | Printer | Printers, Video (ECRI) | Sony Electronics (ECRI) | UP-X898MD | Graphic Printer | Sony Electronics (ECRI) | 7126339 | Active | NDH
NDX0331 | Probe, Ultrasound | Probes, Ultrasound (ECRI) | FUJIFILM SonoSite Inc (ECRI) | L25x | L25x | FUJIFILM SonoSite Inc (ECRI) | 04TF1N | Active | NDH
NDX0332 | Probe, Ultrasound | Probes, Ultrasound (ECRI) | FUJIFILM SonoSite Inc (ECRI) | HFL38xi | HFL38xi | FUJIFILM SonoSite Inc (ECRI) | 04ZZ2B | Active | NDH
NDX0333 | Scanning System, Ultrasound | Scanning Systems, Ultrasound (ECRI) | FUJIFILM SonoSite Inc (ECRI) | SonoSite SII | SonoSite SII | FUJIFILM SonoSite Inc (ECRI) | Q5G5H2 | Active | NDH
NDX0334 | Printer | Printers, Video (ECRI) | Sony Electronics (ECRI) | UP-X898MD | Graphic Printer | Sony Electronics (ECRI) | 7126067 | Active | NDH
NDX0335 | Probe, Ultrasound | Probes, Ultrasound (ECRI) | FUJIFILM SonoSite Inc (ECRI) | HLF38xi | HFL38xi | FUJIFILM SonoSite Inc (ECRI) | 04XBPM | Active | NDH
NDX0336 | Probe, Ultrasound | Probes, Ultrasound (ECRI) | FUJIFILM SonoSite Inc (ECRI) | HLF38xi | HFL38xi | FUJIFILM SonoSite Inc (ECRI) | 04XBZM | Active | NDH
NDX0337 | Scanning System, Ultrasound | Scanning Systems, Ultrasound (ECRI) | FUJIFILM SonoSite Inc (ECRI) | SonoSite SII | SonoSite SII | FUJIFILM SonoSite Inc (ECRI) | Q5G5C2 | Active | NDH
NDX0341 | Detector, X-Ray | Detectors, X-Ray, Digital Radiography (ECRI) | GE OEC Medical Sys Inc (ECRI) | CD22M1111 | CD22M1111 | GE OEC Medical Sys Inc (ECRI) | 206598HL5 | Active | NDH
NDX0342 | X-Ray Tube | X-Ray Tubes (ECRI) | GE OEC Medical Sys Inc (ECRI) | 00-881189-01 | Beam Limiting Device | GE OEC Medical Sys Inc (ECRI) | 206599HL3 | Active | NDH
NDX0343 | Shields, X-Ray, Barrier | Shields, X-Ray, Barrier (ECRI) | Not Available | Not Available | Lead Shield Mobile | Not Available | Not Available | Active | NDH
NDX0344 | Shield, X-Ray, Barrier | Shields, X-Ray, Barrier (ECRI) | Infab Corp (ECRI) | 683482 | Wide Mobile Barrier | Infab Corp (ECRI) | N/A | Active | NDH
NDX0345 | Probe, Ultrasound | Probes, Ultrasound (ECRI) | Philips Ultrasound Inc (ECRI) | L12-3 | L12-3 | Philips Ultrasound Inc (ECRI) | F0D9P6 | Active | NDH
NDX0348 | Hydraulic Controller | Controllers (ECRI) | BRACCO Diagnostics Inc (ECRI) | 017378 | Empower MR | BRACCO Diagnostics Inc (ECRI) | H82550 | Active | NDH